{"text_format":"2","workbook":"xls","n_sheets":3,"sheets":["List1","List2","List3"],"not_rendered":{"charts":0,"images":0,"macros":0,"external_links":0,"defined_names":0,"comments":0,"pivot_tables":0},"unopened":[],"bounds":{"document_bytes":16777216,"sheet_cells":100000,"run_cost":"one","rows_first":2000,"rows_last":500,"rows_between":2000,"halvings":0,"cell_chars":16384,"cell_head_chars":4096},"cells_cut":0,"cells_raw":0,"read":"whole","date_system":"1900","formulas":"cached_only"}

{"sheet":"List1","index":0,"n_rows":2744,"n_cols":5,"rows_kept":2744,"cut":false,"hidden":false,"merged":[[0,0,2,4],[3,0,3,4],[4,0,4,4]],"flags":["formulas_cached_only"]}
["CENÍK I-LED MAESTRO 2016 CZ"]
[]
[]
["Platnost od 22.2.2016"]
["Uvedená cena je doporučená bez dph. "]
["Artikl","Serie","Popis","MAESTRO","DC bez dph/ks"]
["KIT0027","Accessories","Dimmer","MAESTRO",3220]
[7220,"Snake","Snake | White | Wall Lights | powerLED 1.8 W 500 mA ",null,3360]
["7226W00","Snake_3","Snake | White | Wall Lights | powerLED 1.8 W 500 mA ","MAESTRO",3360]
["7227W00","Snake_3","Snake | Black | Wall Lights | powerLED 1.8 W 500 mA ","MAESTRO",3360]
["7229W00","Snake_1","Snake | White | Wall Lights | powerLED 1.6 W 500 mA ","MAESTRO",2744]
["7230W00","Snake_1","Snake | Black | Wall Lights | powerLED 1.6 W 500 mA ","MAESTRO",2744]
["7232","Snake","Snake | White | Wall Lights | powerLED 1.8 W 500 mA ",null,3584]
["7234W00","Snake_2","Snake | White | Wall Lights | powerLED 1.8 W 500 mA ","MAESTRO",3584]
["7235W00","Snake_2","Snake | Black | Wall Lights | powerLED 1.8 W 500 mA ","MAESTRO",3584]
[7269,"Conus","Conus | White | Wall recessed | powerLED 1.6 W 500 mA ",null,1792]
[14931,"Accessories","Pegs",null,504]
["42004","Accessories","Fixing base",null,812]
["42005","Accessories","Fixing base",null,812]
["42007","Accessories","Fixing base",null,812]
[42330,"Accessories","Tool",null,700]
[42364,"Accessories","Cables Cover",null,224]
[42544,"Accessories","Fixing base",null,1008]
[42545,"Accessories","Fixing base",null,1008]
[42547,"Accessories","Fixing base",null,1008]
[44000,"Accessories","Track","MAESTRO",1596]
[44004,"Accessories","Track","MAESTRO",1596]
[44007,"Accessories","Track","MAESTRO",1596]
[44010,"Accessories","Track","MAESTRO",2856]
[44014,"Accessories","Track","MAESTRO",2856]
[44017,"Accessories","Track","MAESTRO",2856]
[44020,"Accessories","Track","MAESTRO",4312]
[44024,"Accessories","Track","MAESTRO",4312]
[44027,"Accessories","Track","MAESTRO",4312]
[44034,"Accessories","Power Supply","MAESTRO",896]
[44035,"Accessories","Power Supply","MAESTRO",896]
[44037,"Accessories","Power Supply","MAESTRO",896]
[44044,"Accessories","Power Supply","MAESTRO",896]
[44045,"Accessories","Power Supply","MAESTRO",896]
[44047,"Accessories","Power Supply","MAESTRO",896]
[44054,"Accessories","Power Supply","MAESTRO",1820]
[44055,"Accessories","Power Supply","MAESTRO",1820]
[44057,"Accessories","Power Supply","MAESTRO",1820]
[44064,"Accessories","Power Supply","MAESTRO",1820]
[44065,"Accessories","Power Supply","MAESTRO",1820]
[44067,"Accessories","Power Supply","MAESTRO",1820]
[44074,"Accessories","Power Supply","MAESTRO",1820]
[44075,"Accessories","Power Supply","MAESTRO",1820]
[44077,"Accessories","Power Supply","MAESTRO",1820]
[44084,"Accessories","Power Supply","MAESTRO",2660]
[44085,"Accessories","Power Supply","MAESTRO",2660]
[44087,"Accessories","Power Supply","MAESTRO",2660]
[44094,"Accessories","Power Supply","MAESTRO",2660]
[44095,"Accessories","Power Supply","MAESTRO",2660]
[44097,"Accessories","Power Supply","MAESTRO",2660]
[44104,"Accessories","Power Supply","MAESTRO",3640]
[44105,"Accessories","Power Supply","MAESTRO",3640]
[44107,"Accessories","Power Supply","MAESTRO",3640]
[44114,"Accessories","Junction","MAESTRO",644]
[44115,"Accessories","Junction","MAESTRO",644]
[44117,"Accessories","Junction","MAESTRO",644]
[44134,"Accessories","Power Supply","MAESTRO",2660]
[44135,"Accessories","Power Supply","MAESTRO",2660]
[44137,"Accessories","Power Supply","MAESTRO",2660]
[44144,"Accessories","Power Supply","MAESTRO",2660]
[44145,"Accessories","Power Supply","MAESTRO",2660]
[44147,"Accessories","Power Supply","MAESTRO",2660]
[44154,"Accessories","Junction",null,3584]
[44155,"Accessories","Junction",null,3584]
[44157,"Accessories","Junction",null,3584]
[52010,"Accessories","Track",null,840]
[52014,"Accessories","Track",null,840]
[52017,"Accessories","Track",null,840]
[52020,"Accessories","Track",null,1652]
[52024,"Accessories","Track",null,1652]
[52027,"Accessories","Track",null,1652]
[52030,"Accessories","Track",null,2464]
[52034,"Accessories","Track",null,2464]
[52037,"Accessories","Track",null,2464]
[52050,"Accessories","Track",null,1344]
[52054,"Accessories","Track",null,1120]
[52057,"Accessories","Track",null,1120]
[52060,"Accessories","Track",null,2660]
[52064,"Accessories","Track",null,2072]
[52067,"Accessories","Track",null,2072]
[52070,"Accessories","Track",null,4004]
[52074,"Accessories","Track",null,3136]
[52077,"Accessories","Track",null,3136]
[52094,"Accessories","Power Supply",null,392]
[52095,"Accessories","Power Supply",null,392]
[52097,"Accessories","Power Supply",null,392]
[52104,"Accessories","Power Supply",null,392]
[52105,"Accessories","Power Supply",null,392]
[52107,"Accessories","Power Supply",null,392]
[52114,"Accessories","Power Supply",null,812]
[52115,"Accessories","Power Supply",null,812]
[52117,"Accessories","Power Supply",null,812]
[52124,"Accessories","Junction",null,252]
[52125,"Accessories","Junction",null,252]
[52127,"Accessories","Junction",null,252]
[52134,"Accessories","Junction",null,1120]
[52137,"Accessories","Junction",null,1120]
[52154,"Accessories","Power Supply",null,840]
[52155,"Accessories","Power Supply",null,840]
[52157,"Accessories","Power Supply",null,840]
[52164,"Accessories","Power Supply",null,840]
[52165,"Accessories","Power Supply",null,840]
[52167,"Accessories","Power Supply",null,840]
[52174,"Accessories","Power Supply",null,980]
[52175,"Accessories","Power Supply",null,980]
[52177,"Accessories","Power Supply",null,980]
[52184,"Accessories","Power Supply",null,980]
[52185,"Accessories","Power Supply",null,980]
[52187,"Accessories","Power Supply",null,980]
[52194,"Accessories","Power Supply",null,980]
[52195,"Accessories","Power Supply",null,980]
[52197,"Accessories","Power Supply",null,980]
[52204,"Accessories","Power Supply",null,980]
[52205,"Accessories","Power Supply",null,980]
[52207,"Accessories","Power Supply",null,980]
[52214,"Accessories","Power Supply",null,1260]
[52215,"Accessories","Power Supply",null,1260]
[52217,"Accessories","Power Supply",null,1260]
[52224,"Accessories","Caps","MAESTRO",56]
[52225,"Accessories","Caps","MAESTRO",56]
[52227,"Accessories","Caps","MAESTRO",56]
[52314,"Accessories","Supensions",null,392]
[52317,"Accessories","Supensions",null,392]
[52340,"Accessories","Bracket",null,112]
[52344,"Accessories","Bracket",null,112]
[52347,"Accessories","Bracket",null,112]
[52384,"Accessories","Recestment Cover",null,84]
[52387,"Accessories","Recestment Cover",null,84]
[52394,"Accessories","Recestment Cover",null,112]
[52397,"Accessories","Recestment Cover",null,112]
[52410,"Accessories","Bracket",null,280]
[52414,"Accessories","Bracket",null,280]
["53075W","I - Cube","I - Cube | Grigio | Bollards | arrayLED 3.5 W 350 mA ",null,6720]
[54130,"Accessories","Tool",null,588]
[57660,"Ciclop","Pegs",null,1736]
[59165,"Joe","Joe | Grigio | Bollards | arrayLED 6.5 W 500 mA ","MAESTRO",6020]
[59166,"Joe","Joe | Corten | Bollards | arrayLED 6.5 W 500 mA ","MAESTRO",6020]
[59175,"Joe","Joe | Grigio | Bollards | arrayLED 6.5 W 500 mA ","MAESTRO",8484]
[59176,"Joe","Joe | Corten | Bollards | arrayLED 6.5 W 500 mA ","MAESTRO",8484]
[59724,"Accessories","Supensions",null,560]
[59727,"Accessories","Supensions",null,560]
[59950,"Pilos","Pegs",null,1008]
[60065,"Pilos_2","Pilos | Grigio | Bollards | arrayLED 7 W 180 mA ","MAESTRO",10920]
[60075,"Pilos_2","Pilos | Grigio | Bollards | arrayLED 7 W 180 mA ","MAESTRO",10500]
[60830,"Accessories","Thick",null,112]
[60920,"Gypsum","Gypsum | White | Wall Lights | powerLED 1 W 350 mA ",null,1988]
[60930,"Gypsum","Gypsum | White | Wall Lights | powerLED 1 W 350 mA ",null,2100]
[60990,"Gypsum","Gypsum | White | Downlights | arrayLED 7.5 W 200 mA ",null,2884]
[61115,"Pilos_1","Pilos | Grigio | Bollards | topLED 6 W 120 mA ","MAESTRO",10332]
[61125,"Pilos_1","Pilos | Grigio | Bollards | topLED 6 W 120 mA ","MAESTRO",9884]
[61145,"Pilos_1","Pilos | Grigio | Bollards | topLED 9 W 250 mA ","MAESTRO",12852]
[61270,"Gypsum","Outercasing",null,1232]
[61280,"Gypsum","Outercasing",null,1316]
[61340,"Gypsum","Gypsum",null,3052]
[61501,"Ciclop_1","Ciclop | Steel | Bollards | powerLED 2 W 450 mA ","MAESTRO",5180]
[61505,"Ciclop_1","Ciclop | Grigio | Bollards | powerLED 2 W 450 mA ","MAESTRO",4480]
[61511,"Ciclop_1","Ciclop | Steel | Bollards | powerLED 4 W 450 mA ","MAESTRO",7308]
[61515,"Ciclop_1","Ciclop | Grigio | Bollards | powerLED 4 W 450 mA ","MAESTRO",6048]
[61521,"Ciclop_1","Ciclop | Steel | Bollards | powerLED 2 W 450 mA ","MAESTRO",5936]
[61525,"Ciclop_1","Ciclop | Grigio | Bollards | powerLED 2 W 450 mA ","MAESTRO",4816]
[61560,"Ciclop","Pegs",null,1764]
[61570,"Ciclop","Pegs",null,952]
[61581,"Ciclop_2","Ciclop | Steel | Bollards | powerLED 6 W 450 mA ","MAESTRO",9828]
[61585,"Ciclop_2","Ciclop | Grigio | Bollards | powerLED 6 W 450 mA ","MAESTRO",8512]
[61591,"Ciclop_2","Ciclop | Steel | Bollards | powerLED 6 W 450 mA ","MAESTRO",11620]
[61595,"Ciclop_2","Ciclop | Grigio | Bollards | powerLED 6 W 450 mA ","MAESTRO",9100]
["62365W","Stick","Stick | Grigio | Bollards | stripLED 6 W 24 V ",null,5852]
[62423,"Electronics","Elettronics",null,560]
[62504,"Fled_E","Fled | Alluminio lucido/bianco | Emergency | powerLED 2 W 500 mA ","MAESTRO",7140]
[62514,"Fled_E","Fled | Alluminio lucido/bianco | Emergency | powerLED 2 W 500 mA ","MAESTRO",8820]
[62524,"Fled_P","Fled | White | Emergency | powerLED 2 W 500 mA ","MAESTRO",7140]
[62534,"Fled_P","Fled | White | Emergency | powerLED 2 W 500 mA ","MAESTRO",8820]
[62544,"Fled_O","Fled | White | Emergency | powerLED 2 W 500 mA ","MAESTRO",7140]
[62554,"Fled_O","Fled | White | Emergency | powerLED 2 W 500 mA ","MAESTRO",8820]
[62564,"Fled_W","Fled | Alluminio lucido/bianco | Emergency | powerLED 2 W 500 mA ","MAESTRO",7980]
["62574.L","Onsight","Onsight | White | powerLED 2 W 500 mA ","MAESTRO",10528]
["62574.R","Onsight","Onsight | White | powerLED 2 W 500 mA ","MAESTRO",10528]
["62574.U","Onsight","Onsight | White | powerLED 2 W 500 mA ","MAESTRO",10528]
["62584.L","Onsight","Onsight | White | powerLED 2 W 500 mA ","MAESTRO",10416]
["62584.R","Onsight","Onsight | White | powerLED 2 W 500 mA ","MAESTRO",10416]
["62584.U","Onsight","Onsight | White | powerLED 2 W 500 mA ","MAESTRO",10416]
["62594.S","Onsight","Onsight | White | powerLED 2 W 500 mA ","MAESTRO",10416]
["62594.U","Onsight","Onsight | White | powerLED 2 W 500 mA ","MAESTRO",10416]
["62604.S","Onsight","Onsight | White | powerLED 2 W 500 mA ","MAESTRO",8484]
["62604.U","Onsight","Onsight | White | powerLED 2 W 500 mA ","MAESTRO",8484]
["62614.L","Onsight","Onsight | White | powerLED 2 W 500 mA ","MAESTRO",8484]
["62614.R","Onsight","Onsight | White | powerLED 2 W 500 mA ","MAESTRO",8484]
["62614.U","Onsight","Onsight | White | powerLED 2 W 500 mA ","MAESTRO",8484]
["62624.L","Onsight","Onsight | White | powerLED 2 W 350 mA ","MAESTRO",11396]
["62624.R","Onsight","Onsight | White | powerLED 2 W 350 mA ","MAESTRO",11396]
["62624.U","Onsight","Onsight | White | powerLED 2 W 350 mA ","MAESTRO",11396]
["64251W","Khono","Khono | Steel | Wall Lights | arrayLED 5 W 450 mA ",null,6160]
[64307,"Accessories","Carter","MAESTRO",1680]
[64317,"Accessories","Carter","MAESTRO",2296]
[64327,"Accessories","Carter","MAESTRO",4060]
[64337,"Accessories","Carter","MAESTRO",6720]
[64347,"Accessories","Carter","MAESTRO",728]
[64357,"Accessories","Carter","MAESTRO",1204]
[64367,"Accessories","Carter","MAESTRO",1512]
[64377,"Accessories","Carter","MAESTRO",3276]
[64387,"Accessories","Carter","MAESTRO",4536]
[64390,"Accessories","Carter","MAESTRO",224]
[64391,"Accessories","Cables","MAESTRO",392]
[64392,"Accessories","Extension","MAESTRO",392]
[64393,"Accessories","Extension","MAESTRO",476]
[64394,"Accessories","Extension","MAESTRO",560]
[64407,"Accessories","Carter","MAESTRO",728]
[64417,"Accessories","Carter","MAESTRO",1148]
[64427,"Accessories","Carter","MAESTRO",1456]
[64437,"Accessories","Carter","MAESTRO",3220]
[64447,"Accessories","Carter","MAESTRO",4200]
[64457,"Accessories","Junction","MAESTRO",420]
[64467,"Accessories","Junction","MAESTRO",420]
[64477,"Creek Illuminator","Creek | Black | Track | arrayLED 25 W 720 mA ","MAESTRO",8736]
[64487,"Creek Pound_1","Creek | Black | Track | arrayLED 15 W 350 mA ","MAESTRO",7168]
[64497,"Creek Pound_2","Creek | Black | Track | arrayLED 20 W 500 mA ","MAESTRO",8624]
[64607,"Creek Pound_1","Creek | Black | Track | arrayLED 15 W 350 mA ","MAESTRO",6692]
[64617,"Creek Pound_2","Creek | Black | Track | arrayLED 20 W 500 mA ","MAESTRO",8176]
[64627,"Creek Illuminator","Creek | Black | Track | arrayLED 25 W 720 mA ","MAESTRO",8456]
[64635,"Joe","Joe | Grigio | Bollards | topLED 9 W 500 mA ","MAESTRO",6524]
[64636,"Joe","Joe | Corten | Bollards | topLED 9 W 500 mA ","MAESTRO",6524]
[64711,"Bob18","Bob18 | Grey | Bollards | topLED 18 W 700 mA ","MAESTRO",19432]
[64712,"Bob18","Bob18 | Anthracite | Bollards | topLED 18 W 700 mA ","MAESTRO",19432]
[64715,"Bob18","Bob18 | Grigio | Bollards | topLED 13 W 500 mA ","MAESTRO",9688]
[64716,"Bob18","Bob18 | Anthracite | Bollards | topLED 13 W 500 mA ","MAESTRO",9688]
[64721,"Ryo_1","Ryo | Anthracite | Bollards | arrayLED 9 W 250 mA ","MAESTRO",9380]
[64722,"Ryo_2","Ryo | Anthracite | Bollards | arrayLED 9 W 250 mA ","MAESTRO",12516]
[64723,"Ryo_1","Ryo | Anthracite | Bollards | arrayLED 9 W 250 mA ","MAESTRO",10304]
[64724,"Ryo_2","Ryo | Anthracite | Bollards | arrayLED 9 W 250 mA ","MAESTRO",13440]
[64726,"Ryo_1","Ryo | Corten | Bollards | arrayLED 9 W 250 mA ","MAESTRO",9380]
[64727,"Ryo_2","Ryo | Corten | Bollards | arrayLED 9 W 250 mA ","MAESTRO",12516]
[64728,"Ryo_1","Ryo | Corten | Bollards | arrayLED 9 W 250 mA ","MAESTRO",10304]
[64729,"Ryo_2","Ryo | Corten | Bollards | arrayLED 9 W 250 mA ","MAESTRO",13440]
[64734,"Ryo_1","Ryo | Grigio | Bollards | arrayLED 9 W 250 mA ","MAESTRO",9380]
[64735,"Ryo_2","Ryo | Grigio | Bollards | arrayLED 9 W 250 mA ","MAESTRO",12516]
[64736,"Ryo_1","Ryo | Grigio | Bollards | arrayLED 9 W 250 mA ","MAESTRO",10304]
[64737,"Ryo_2","Ryo | Grigio | Bollards | arrayLED 9 W 250 mA ","MAESTRO",13440]
[64758,"Accessories","Pegs",null,1176]
[64759,"Ryo_1","Ryo | Anthracite | Bollards | arrayLED 4 W 120 mA ","MAESTRO",7308]
[64760,"Ryo_1","Ryo | Corten | Bollards | arrayLED 4 W 120 mA ","MAESTRO",7308]
[64761,"Ryo_1","Ryo | Grigio | Bollards | arrayLED 4 W 120 mA ","MAESTRO",7308]
[64762,"Ryo_2","Ryo | Anthracite | Bollards | arrayLED 4.2 W 120 mA ","MAESTRO",8456]
[64763,"Ryo_2","Ryo | Corten | Bollards | arrayLED 4.2 W 120 mA ","MAESTRO",8456]
[64764,"Ryo_2","Ryo | Grigio | Bollards | arrayLED 4.2 W 120 mA ","MAESTRO",8456]
[84335,"Accessories","Outercasing",null,56]
[84336,"Accessories","Outercasing",null,56]
[84337,"Accessories","Outercasing",null,56]
[84338,"Accessories","Outercasing",null,112]
[84341,"Accessories","Outercasing",null,364]
[84349,"Accessories","Outercasing",null,56]
[84624,"Electronics","Elettronics","MAESTRO",13972]
[84625,"Electronics","Elettronics","MAESTRO",4480]
[84626,"Electronics","Elettronics","MAESTRO",8120]
[84627,"Electronics","Elettronics","MAESTRO",14840]
[84635,"Electronics","Elettronics","MAESTRO",13972]
[84647,"Electronics","Elettronics","MAESTRO",1820]
[84648,"Electronics","Elettronics","MAESTRO",2464]
[84700,"Electronics","Elettronics","MAESTRO",1260]
[84701,"Electronics","Elettronics","MAESTRO",1820]
[84702,"Electronics","Elettronics","MAESTRO",3780]
[84711,"Electronics","Elettronics","MAESTRO",12068]
[84712,"Electronics","Elettronics","MAESTRO",12068]
[84729,"Electronics","Elettronics","MAESTRO",13972]
[84730,"Electronics","Elettronics","MAESTRO",13972]
[84753,"Electronics","Elettronics","MAESTRO",16520]
[84787,"Electronics","Elettronics","MAESTRO",8680]
[84793,"Accessories","Outercasing",null,168]
[84797,"Accessories","Outercasing",null,196]
[84800,"Electronics","Elettronics","MAESTRO",13972]
[84829,"Electronics","Elettronics","MAESTRO",1260]
[84831,"Electronics","Elettronics","MAESTRO",13972]
[84836,"Electronics","Elettronics","MAESTRO",12068]
[84840,"Accessories","Connectors",null,280]
[84841,"Accessories","IR sensor",null,392]
[84848,"Accessories","Accessories",null,140]
[84849,"Accessories","Cables",null,112]
[84863,"Accessories","Accessories",null,112]
[84864,"Accessories","Accessories",null,280]
[84865,"Accessories","Cables",null,168]
[84866,"Accessories","Cables",null,196]
[84867,"Accessories","Cables",null,308]
[84869,"Accessories","Connectors",null,336]
[84870,"Accessories","Connectors",null,448]
[84871,"Accessories","Cables and connectors",null,588]
[84872,"Accessories","Cables",null,168]
[84873,"Accessories","Cables",null,168]
[84874,"Accessories","Accessories",null,140]
[84875,"Accessories","Accessories",null,112]
[84876,"Accessories","Accessories",null,112]
[84885,"Accessories","Cables and connectors",null,1428]
[84887,"Accessories","Accessories",null,112]
[84888,"Accessories","Accessories",null,84]
[84890,"Accessories","Pegs",null,504]
[84892,"Accessories","Accessories",null,168]
[84895,"Accessories","Cables and connectors",null,784]
[84900,"Accessories","Outercasing",null,420]
[84901,"Accessories","Outercasing",null,84]
[84902,"Accessories","Outercasing",null,280]
[84906,"Accessories","Outercasing",null,700]
[84907,"Accessories","Outercasing",null,280]
[84909,"Accessories","Outercasing",null,364]
[84915,"Accessories","Outercasing",null,56]
[84916,"Accessories","Outercasing",null,84]
[84917,"Accessories","Outercasing",null,84]
[84918,"Accessories","Outercasing",null,112]
[84928,"Accessories","Outercasing",null,308]
[84932,"Accessories","Outercasing",null,476]
[84933,"Accessories","Outercasing",null,448]
[84935,"Accessories","Outercasing",null,196]
[84936,"Accessories","Outercasing",null,168]
[84937,"Accessories","Outercasing",null,1288]
[84938,"Accessories","Outercasing",null,1512]
[84939,"Accessories","Outercasing",null,1904]
[84942,"Accessories","Outercasing",null,616]
[84943,"Accessories","Outercasing",null,840]
[84944,"Accessories","Outercasing",null,1316]
[84945,"Accessories","Outercasing",null,1176]
[84952,"Accessories","Outercasing",null,84]
[84953,"Accessories","Outercasing",null,252]
[84954,"Accessories","Outercasing",null,476]
[84955,"Accessories","Outercasing",null,252]
[84956,"Accessories","Outercasing",null,252]
[84979,"Accessories","IR sensor",null,392]
[84990,"Accessories","Outercasing",null,1372]
[84992,"Accessories","Accessories",null,196]
[84994,"Accessories","Cables and connectors",null,1232]
[84995,"Accessories","Outercasing",null,112]
[85001,"Aspho_R","Aspho | Chrome | Ceiling lights | 5mmLED 0.5 W 24 V ","MAESTRO",532]
[85002,"Aspho_R","Aspho | Nickel | Ceiling lights | 5mmLED 0.5 W 24 V ","MAESTRO",532]
[85004,"Aspho_Q","Aspho | Chrome | Ceiling lights | 5mmLED 0.5 W 24 V ","MAESTRO",616]
[85005,"Aspho_Q","Aspho | Nickel | Ceiling lights | 5mmLED 0.5 W 24 V ","MAESTRO",616]
[85013,"Aspho_R","Aspho | Chrome | Ceiling lights | powerLED 1 W 350 mA ","MAESTRO",812]
[85014,"Aspho_R","Aspho | Nickel | Ceiling lights | powerLED 1 W 350 mA ","MAESTRO",812]
[85015,"Aspho_R","Aspho | Ottone | Ceiling lights | powerLED 1 W 350 mA ","MAESTRO",1036]
[85016,"Aspho_Q","Aspho | Chrome | Ceiling lights | powerLED 1 W 350 mA ","MAESTRO",1064]
[85017,"Aspho_Q","Aspho | Nickel | Ceiling lights | powerLED 1 W 350 mA ","MAESTRO",1064]
[85025,"Aspho_R","Aspho | Chrome | Ceiling lights | powerLED 1 W 350 mA ","MAESTRO",812]
[85026,"Aspho_R","Aspho | Nickel | Ceiling lights | powerLED 1 W 350 mA ","MAESTRO",812]
[85027,"Aspho_R","Aspho | Ottone | Ceiling lights | powerLED 1 W 350 mA ","MAESTRO",980]
[85028,"Aspho_Q","Aspho | Chrome | Ceiling lights | powerLED 1 W 350 mA ","MAESTRO",1064]
[85029,"Aspho_Q","Aspho | Nickel | Ceiling lights | powerLED 1 W 350 mA ","MAESTRO",1064]
[85043,"Nitum_R","Nitum | Chrome | Ceiling lights | powerLED 1 W 350 mA ","MAESTRO",1204]
[85044,"Nitum_R","Nitum | Nickel | Ceiling lights | powerLED 1 W 350 mA ","MAESTRO",1204]
[85045,"Nitum_Q","Nitum | Chrome | Ceiling lights | powerLED 1 W 350 mA ","MAESTRO",1316]
[85046,"Nitum_Q","Nitum | Nickel | Ceiling lights | powerLED 1 W 350 mA ","MAESTRO",1316]
[85059,"Nitum_R","Nitum | Chrome | Ceiling lights | powerLED 2 W 630 mA ","MAESTRO",1232]
[85060,"Nitum_R","Nitum | Nickel | Ceiling lights | powerLED 2 W 630 mA ","MAESTRO",1232]
[85061,"Nitum_Q","Nitum | Chrome | Ceiling lights | powerLED 2 W 630 mA ","MAESTRO",1344]
[85062,"Nitum_Q","Nitum | Nickel | Ceiling lights | powerLED 2 W 630 mA ","MAESTRO",1344]
["85124W30","Ghilea","Ghilea | Nickel | powerLED 1 W 350 mA  3000 K  Medium flood",null,1344]
["85127W30","Ghilea","Ghilea | Chrome | powerLED 2 W 630 mA  3000 K  Medium flood",null,1344]
[85151,"Actros","Actros | Chrome | Ceiling lights | powerLED 2 W 630 mA ","MAESTRO",1288]
[85152,"Actros","Actros | Nickel | Ceiling lights | powerLED 2 W 630 mA ","MAESTRO",1288]
[85153,"Actros","Actros | Chrome | Ceiling lights | powerLED 2 W 630 mA ","MAESTRO",1400]
[85154,"Actros","Actros | Nickel | Ceiling lights | powerLED 2 W 630 mA ","MAESTRO",1400]
[85335,"Bibok","Bibok | Chrome | Ceiling lights | 5mmLED 0.5 W 24 V ","MAESTRO",420]
["85380W30","Ophil","Ophil | Grigio | powerLED 2 W 630 mA  3000 K  Medium flood",null,4200]
["85381W30","Ophil","Ophil | Grigio | powerLED 2 W 630 mA  3000 K  Medium flood",null,4340]
["85384W30UW30","Alf","Alf | Grigio | powerLED 2 W 630 mA  3000 K  Medium flood",null,4984]
["85385W30UW30\n            ","Alf","Alf | Grigio | powerLED 2 W 630 mA  3000 K  Medium flood",null,5516]
[85542,"Quara65_R","Quara | Grigio | Wall recessed | powerLED 2 W 630 mA ","MAESTRO",1932]
[85543,"Quara65_R","Quara | White | Wall recessed | powerLED 2 W 630 mA ","MAESTRO",1932]
[85575,"Bibok","Ilex 120° | Chrome | Ceiling lights | powerLED 1 W 350 mA ","MAESTRO",924]
[85614,"Zed_Y","DIRTA | Grigio | Wall recessed | powerLED 2 W 630 mA ","MAESTRO",1680]
[85615,"Zed_Y","DIRTA | White | Wall recessed | powerLED 2 W 630 mA ","MAESTRO",1680]
["85741W30","Icix","Icix | Nickel | powerLED 2 W 630 mA  3000 K  Medium flood",null,3220]
[85782,"Drain","Drain | Grigio | Wall recessed | powerLED 2 W 630 mA ","MAESTRO",4592]
[85783,"Drain","Drain | White | Wall recessed | powerLED 2 W 630 mA ","MAESTRO",4592]
["85788W00","Ivil","Ivil | Steel | powerLED 2 W 630 mA  3000 K  Diffused",null,3332]
["85812N30","Ivil_RJ","Otix | Steel | powerLED 2 W 630 mA  4000 K  Medium flood",null,3752]
["85812W10","Ivil_RJ","Otix | Steel | powerLED 2 W 630 mA  3000 K  Narrow beam",null,3752]
["85815W30","Ivil_QJ","Otix | Steel | powerLED 2 W 630 mA  3000 K  Medium flood",null,4284]
[85947,"Aspho_R","Aspho 120° | Chrome | Ceiling lights | powerLED 1.5 W 500 mA ","MAESTRO",1092]
[85948,"Aspho_R","Aspho 120° | Nickel | Ceiling lights | powerLED 1.5 W 500 mA ","MAESTRO",1092]
[85949,"Aspho_R","Aspho 120° | Ottone | Ceiling lights | powerLED 1.5 W 500 mA ","MAESTRO",1176]
[85950,"Aspho_Q","Aspho 120° | Chrome | Ceiling lights | powerLED 1.5 W 500 mA ","MAESTRO",1204]
[85951,"Aspho_Q","Aspho 120° | Nickel | Ceiling lights | powerLED 1.5 W 500 mA ","MAESTRO",1204]
[85959,"Aspho_R","Aspho 70° | Chrome | Ceiling lights | powerLED 1.5 W 500 mA ","MAESTRO",1092]
[85960,"Aspho_R","Aspho 70° | Nickel | Ceiling lights | powerLED 1.5 W 500 mA ","MAESTRO",1092]
[85961,"Aspho_R","Aspho 70° | Ottone | Ceiling lights | powerLED 1.5 W 500 mA ","MAESTRO",1260]
[85962,"Aspho_Q","Aspho 70° | Chrome | Ceiling lights | powerLED 1.5 W 500 mA ","MAESTRO",1204]
[85963,"Aspho_Q","Aspho 70° | Nickel | Ceiling lights | powerLED 1.5 W 500 mA ","MAESTRO",1204]
[85973,"Bibok","Ilex 120° | Chrome | Ceiling lights | powerLED 1.5 W 500 mA ","MAESTRO",1120]
[85976,"Bibok","Ilex 70° | Chrome | Ceiling lights | powerLED 1 W 350 mA ","MAESTRO",924]
[85979,"Bibok","Ilex 70° | Chrome | Ceiling lights | powerLED 1.5 W 500 mA ","MAESTRO",1120]
[86096,"Dans_1","Loum | Grigio | Uplights | powerLED 2 W 630 mA ","MAESTRO",3752]
[86097,"Dans_1","Loum | Grigio | Uplights | powerLED 2 W 630 mA ","MAESTRO",4368]
[86100,"Dans_2","Revil | Grigio | Uplights | powerLED 2 W 630 mA ","MAESTRO",3920]
[86101,"Dans_2","Revil | Grigio | Uplights | powerLED 2 W 630 mA ","MAESTRO",4200]
[86104,"Dans_4","Nink | Grigio | Uplights | powerLED 2 W 630 mA ","MAESTRO",3920]
[86105,"Dans_4","Nink | Grigio | Uplights | powerLED 2 W 630 mA ","MAESTRO",4200]
[86156,"Romim_Q3","Lochy | Chrome | Wall recessed | 5mmLED 0.5 W 24 V ","MAESTRO",1064]
[86157,"Romim_Q3","Lochy | Nickel | Wall recessed | 5mmLED 0.5 W 24 V ","MAESTRO",1064]
[86174,"Romim_R","Romim | Chrome | Wall recessed | 5mmLED 0.5 W 24 V ","MAESTRO",896]
[86175,"Romim_R","Romim | Nickel | Wall recessed | 5mmLED 0.5 W 24 V ","MAESTRO",896]
[86177,"Romim_Q","Romim | Chrome | Wall recessed | 5mmLED 0.5 W 24 V ","MAESTRO",952]
[86178,"Romim_Q","Romim | Nickel | Wall recessed | 5mmLED 0.5 W 24 V ","MAESTRO",952]
["86207W85","Clivo","Clivo | Chrome | powerLED 2 W 630 mA  3000 K  Adjustable",null,2688]
["86208N85","Clivo","Clivo | Nickel | powerLED 2 W 630 mA  4000 K  Adjustable",null,2688]
["86208W85","Clivo","Clivo | Nickel | powerLED 2 W 630 mA  3000 K  Adjustable",null,2688]
[86217,"Clivo","Cites | Chrome | Outdoor Projectors | powerLED 2 W 630 mA ","MAESTRO",5488]
[86218,"Clivo","Cites | Nickel | Outdoor Projectors | powerLED 2 W 630 mA ","MAESTRO",5488]
["86321N30","Olavif","Olavif | Nickel | powerLED 1 W 350 mA  4000 K  Medium flood",null,1680]
[86402,"Quara_R","Quara |  | Wall recessed | powerLED 2 W 630 mA ","MAESTRO",2324]
[86407,"Picrol","Picrol | Chrome | Ceiling lights | powerLED 1 W 350 mA ","MAESTRO",1176]
[86408,"Picrol","Picrol | Chrome | Ceiling lights | powerLED 1.5 W 500 mA ","MAESTRO",1232]
["86422W30","Olavif","Olavif | Steel | powerLED 1 W 350 mA  3000 K  Medium flood",null,1876]
[86460,"Quara65_F","Invas | White | Wall recessed | powerLED 1 W 350 mA ","MAESTRO",1652]
[86562,"Quara65_Q","Quara | Grigio | Wall recessed | powerLED 2 W 630 mA ","MAESTRO",2044]
[86563,"Quara65_Q","Quara | White | Wall recessed | powerLED 2 W 630 mA ","MAESTRO",2044]
[86564,"Quara_Q","Quara |  | Wall recessed | powerLED 2 W 630 mA ","MAESTRO",2324]
["86593W85","Revot","Revot | Grigio | powerLED 6 W 630 mA  3000 K  Adjustable",null,9772]
["86603W85","Varsi","Varsi | Grigio | powerLED 6 W 630 mA  3000 K  Adjustable",null,7924]
[86612,"Nitum_R","Nitum | Chrome | Ceiling lights | powerLED 1.9 W 220 mA ","MAESTRO",2100]
[86613,"Nitum_R","Nitum | Nickel | Ceiling lights | powerLED 1.9 W 220 mA ","MAESTRO",2100]
[86614,"Nitum_Q","Nitum | Chrome | Ceiling lights | powerLED 1.9 W 220 mA ","MAESTRO",2240]
[86615,"Nitum_Q","Nitum | Nickel | Ceiling lights | powerLED 1.9 W 220 mA ","MAESTRO",2240]
[86674,"Nitum_R","Nitum | Steel | Ceiling lights | powerLED 1.9 W 220 mA ","MAESTRO",2520]
[86675,"Nitum_Q","Nitum | Steel | Ceiling lights | powerLED 1.9 W 220 mA ","MAESTRO",2912]
[86678,"Ilamt_1","Ilamt | Chrome | Wall Lights | powerLED 2 W 630 mA ","MAESTRO",1932]
[86679,"Ilamt_1","Ilamt | Nickel | Wall Lights | powerLED 2 W 630 mA ","MAESTRO",1764]
[86698,"Ivil_Q","Ivil | Chrome | Uplights | powerLED 3 W 350 mA ","MAESTRO",5040]
[86699,"Ivil_Q","Ivil | Grigio | Uplights | powerLED 3 W 350 mA ","MAESTRO",4900]
[86700,"Ivil_Q","Ivil | Steel | Uplights | powerLED 3 W 350 mA ","MAESTRO",5180]
[86707,"Aspho_R","Aspho | Chrome | Ceiling lights | 5mmLED 1.5 W 24 V ","MAESTRO",700]
[86708,"Aspho_R","Aspho | Nickel | Ceiling lights | 5mmLED 1.5 W 24 V ","MAESTRO",700]
[86717,"Vissa","Vissa | Chrome | Uplights | powerLED 0.7 W 220 mA ","MAESTRO",1064]
[86718,"Vissa","Vissa | Nickel | Uplights | powerLED 0.7 W 220 mA ","MAESTRO",1064]
[86719,"Vissa","Vissa | Chrome | Uplights | powerLED 0.7 W 220 mA ","MAESTRO",1120]
[86720,"Vissa","Vissa |  | Uplights | powerLED 0.7 W 220 mA ","MAESTRO",1120]
[86730,"Aspho_R","Aspho 70° | Chrome | Ceiling lights | powerLED 2 W 220 mA ","MAESTRO",1932]
[86731,"Aspho_R","Aspho 70° | Nickel | Ceiling lights | powerLED 2 W 220 mA ","MAESTRO",1932]
[86732,"Aspho_R","Aspho 70° | Ottone | Ceiling lights | powerLED 2 W 220 mA ","MAESTRO",2100]
[86736,"Aspho_R","Aspho 70° | Steel | Ceiling lights | powerLED 2 W 220 mA ","MAESTRO",2240]
[86765,"Astropek_4I","EDEL | Grigio | Uplights | powerLED 6.5 W 500 mA ","MAESTRO",4760]
[86787,"Astropek_4","Astropek | Grigio | Uplights | powerLED 2 W 630 mA ","MAESTRO",4088]
[86788,"Astropek_1","Astropek | Grigio | Uplights | powerLED 2 W 630 mA ","MAESTRO",3920]
[86789,"Astropek_2","Astropek | Grigio | Uplights | powerLED 2 W 630 mA ","MAESTRO",4088]
["86844N18","Dans_1","Dans | Grigio | powerLED 4.5 W 350 mA  4000 K  Diffused",null,5180]
["86844W18","Dans_1","Dans | Grigio | powerLED 4.5 W 350 mA  3000 K  Diffused",null,5180]
["86846N18","Dans_1","Dans | Grigio | powerLED 6.5 W 500 mA  4000 K  Diffused",null,5880]
["86846W18","Dans_1","Dans | Grigio | powerLED 6.5 W 500 mA  3000 K  Diffused",null,5880]
["86866W50","Adek","Adek | Steel |   3000 K  Wide flood",null,12124]
[86867,"Insy_RJ","Adek | Grigio | Uplights | powerLED 12 W 630 mA ","MAESTRO",13888]
[86868,"Insy_RJI","Adek | Steel | Uplights | powerLED 12 W 630 mA ","MAESTRO",16688]
[86873,"Aspho_R","Aspho | Steel | Ceiling lights | powerLED 1 W 350 mA ","MAESTRO",1232]
[86875,"Aspho_R","Aspho | Steel | Ceiling lights | powerLED 1 W 350 mA ","MAESTRO",1232]
[86877,"Aspho_R","Aspho 120° | Steel | Ceiling lights | powerLED 1.5 W 500 mA ","MAESTRO",1316]
[86879,"Aspho_R","Aspho 70° | Steel | Ceiling lights | powerLED 1.5 W 500 mA ","MAESTRO",1316]
[86881,"Nitum_R","Nitum | Steel | Ceiling lights | powerLED 1 W 350 mA ","MAESTRO",1736]
[86882,"Nitum_Q","Nitum | Steel | Ceiling lights | powerLED 1 W 350 mA ","MAESTRO",1876]
[86883,"Nitum_R","Nitum | Steel | Ceiling lights | powerLED 2 W 630 mA ","MAESTRO",1764]
[86884,"Nitum_Q","Nitum | Steel | Ceiling lights | powerLED 2 W 630 mA ","MAESTRO",1960]
["86935W50","Quapik","Quapik | White | powerLED 2 W 630 mA  3000 K  Wide flood",null,2016]
[87004,"Astropek_1I","EDEL | Grigio | Uplights | powerLED 6.5 W 500 mA ","MAESTRO",4676]
[87005,"Astropek_2I","EDEL | Grigio | Uplights | powerLED 6.5 W 500 mA ","MAESTRO",4760]
[87059,"Calypto_1","Suriade | Chrome | Wall Lights | powerLED 1.5 W 500 mA ","MAESTRO",1904]
[87060,"Calypto_1","Suriade | Nickel | Wall Lights | powerLED 1.5 W 500 mA ","MAESTRO",1708]
[87067,"Calypto_2","Calypto | Chrome | Wall Lights | powerLED 1.5 W 500 mA ","MAESTRO",1680]
[87068,"Calypto_2","Calypto | Nickel | Wall Lights | powerLED 1.5 W 500 mA ","MAESTRO",1484]
[87128,"Sken_2Q","Bertil |  | Wall Lights | powerLED 2 W 630 mA ","MAESTRO",4648]
[87130,"Sken_2Q","Bertil | Chrome | Wall Lights | powerLED 2 W 630 mA ","MAESTRO",4648]
[87144,"Sken_2R","EFRAIM |  | Wall Lights | powerLED 2 W 630 mA ","MAESTRO",4564]
[87146,"Sken_2R","EFRAIM | Chrome | Wall Lights | powerLED 2 W 630 mA ","MAESTRO",4564]
[87214,"Aspho_R","Aspho 120° | Chrome | Ceiling lights | powerLED 2 W 220 mA ","MAESTRO",1932]
[87215,"Aspho_R","Aspho 120° | Nickel | Ceiling lights | powerLED 2 W 220 mA ","MAESTRO",1932]
[87216,"Aspho_R","Aspho 120° | Ottone | Ceiling lights | powerLED 2 W 220 mA ","MAESTRO",2044]
["87240W30","Insy_RJ","Insy | Steel | Uplights | powerLED 6 W 630 mA  3000 K  Medium flood","MAESTRO",7280]
[87323,"Elin","Elin | Chrome | Ceiling lights | powerLED 1.5 W 500 mA ","MAESTRO",1344]
[87324,"Beriel","Beriel | Chrome | Ceiling lights | powerLED 1.5 W 500 mA ","MAESTRO",1260]
[87325,"Beriel","Beriel | Chrome | Ceiling lights | powerLED 2 W 220 mA ","MAESTRO",2212]
[87330,"Gude","Gude | Chrome | Ceiling lights | powerLED 1.5 W 500 mA ","MAESTRO",1512]
[87332,"Gude","Gude | Chrome | Ceiling lights | powerLED 1.5 W 500 mA ","MAESTRO",1540]
[87335,"Gude","Gude | Chrome | Ceiling lights | powerLED 1.5 W 500 mA ","MAESTRO",1736]
[87337,"Elin","Elin | Chrome | Ceiling lights | 5mmLED 0.5 W 24 V ","MAESTRO",672]
[87340,"Elin","Elin | Chrome | Ceiling lights | 5mmLED 0.5 W 24 V ","MAESTRO",868]
[87350,"Ture","Ture | Chrome | Ceiling lights | powerLED 1.5 W 500 mA ","MAESTRO",1344]
[87353,"Ture","Ture | Chrome | Ceiling lights | powerLED 1.5 W 500 mA ","MAESTRO",1400]
[87356,"Ture","Ture | Chrome | Ceiling lights | powerLED 1.5 W 500 mA ","MAESTRO",1512]
["87373W00","Andor","Andor | Grigio | powerLED 2 W 630 mA  3000 K  Diffused",null,5460]
[87466,"Aspho_R","Aspho 120° | Steel | Ceiling lights | powerLED 2 W 220 mA ","MAESTRO",2212]
[87600,"Alcor_1","Halle | Steel | Uplights | powerLED 4.5 W 350 mA ","MAESTRO",10052]
[87601,"Alcor_2","Halvor | Steel | Uplights | powerLED 4.5 W 350 mA ","MAESTRO",9772]
[87602,"Alcor_4","Herlec | Steel | Uplights | powerLED 4.5 W 350 mA ","MAESTRO",9884]
[87603,"Alcor_1","Halle | Steel | Uplights | powerLED 6.5 W 500 mA ","MAESTRO",9548]
[87604,"Alcor_2","Halvor | Steel | Uplights | powerLED 6.5 W 500 mA ","MAESTRO",9044]
[87605,"Alcor_4","Herlec | Steel | Uplights | powerLED 6.5 W 500 mA ","MAESTRO",9128]
["87609N18","Siffer","Siffer | Steel | powerLED 2 W 630 mA  4000 K  Diffused",null,5992]
["87609W18","Siffer","Siffer | Steel | powerLED 2 W 630 mA  3000 K  Diffused",null,5992]
[87635,"Insy_RI","Ingar | Steel | Uplights | powerLED 6 W 630 mA ","MAESTRO",13244]
[87636,"Insy_QI","Ingar | Steel | Uplights | powerLED 6 W 630 mA ","MAESTRO",13496]
[87647,"Insy_RJI","Inger | Steel | Uplights | powerLED 6 W 630 mA ","MAESTRO",13496]
[87648,"Insy_QJI","Inger | Steel | Uplights | powerLED 6 W 630 mA ","MAESTRO",13776]
["87737W00","Insy_R","Sivar | Steel | powerLED 3 W 350 mA  3000 K  Diffused",null,4312]
["87737W30","Insy_R","Sivar | Steel | powerLED 3 W 350 mA  3000 K  Medium flood",null,4312]
["87741W30","Insy_RJ","Sivar | Steel | powerLED 3 W 350 mA  3000 K  Medium flood",null,5180]
["87847W50","Sken","Sken |  | powerLED 2 W 630 mA  3000 K  Wide flood",null,4200]
[87988,"Quara65_R","Quara | Corten | Wall recessed | powerLED 2 W 630 mA ","MAESTRO",1932]
[87989,"Quara65_Q","Quara | Corten | Wall recessed | powerLED 2 W 630 mA ","MAESTRO",2044]
[88088,"Insy_R","FYRTORN | Chrome | Uplights | powerLED 6 W 630 mA ","MAESTRO",6552]
[88089,"Insy_R","FYRTORN | Grigio | Uplights | powerLED 6 W 630 mA ","MAESTRO",5908]
[88090,"Insy_R","FYRTORN | Steel | Uplights | powerLED 6 W 630 mA ","MAESTRO",6608]
[88091,"Insy_Q","FYRTORN | Chrome | Uplights | powerLED 6 W 630 mA ","MAESTRO",6552]
[88092,"Insy_Q","FYRTORN | Grigio | Uplights | powerLED 6 W 630 mA ","MAESTRO",5572]
[88093,"Insy_Q","FYRTORN | Steel | Uplights | powerLED 6 W 630 mA ","MAESTRO",6776]
[88100,"Insy_R","FYRTORN | Chrome | Uplights | powerLED 4.5 W 500 mA ","MAESTRO",7112]
[88101,"Insy_R","FYRTORN | Grigio | Uplights | powerLED 4.5 W 500 mA ","MAESTRO",6524]
[88102,"Insy_R","FYRTORN | Steel | Uplights | powerLED 4.5 W 500 mA ","MAESTRO",7364]
[88103,"Insy_Q","FYRTORN | Chrome | Uplights | powerLED 4.5 W 500 mA ","MAESTRO",7504]
[88104,"Insy_Q","FYRTORN | Grigio | Uplights | powerLED 4.5 W 500 mA ","MAESTRO",6440]
[88105,"Insy_Q","FYRTORN | Steel | Uplights | powerLED 4.5 W 500 mA ","MAESTRO",7560]
[88398,"Drain","Drain | White | Wall recessed | powerLED 3 W 350 mA ","MAESTRO",5236]
[88399,"Drain","Drain | Grigio | Wall recessed | powerLED 3 W 350 mA ","MAESTRO",5236]
[88417,"Aspho_R","Aspho | White | Ceiling lights | 5mmLED 0.5 W 24 V ","MAESTRO",532]
[88418,"Aspho_R","Aspho | White | Ceiling lights | powerLED 1 W 350 mA ","MAESTRO",812]
[88421,"Nitum_R","Nitum | White | Ceiling lights | powerLED 1 W 350 mA ","MAESTRO",1204]
[88422,"Nitum_Q","Nitum | White | Ceiling lights | powerLED 1 W 350 mA ","MAESTRO",1316]
[88423,"Nitum_R","Nitum | White | Ceiling lights | powerLED 2 W 630 mA ","MAESTRO",1232]
[88424,"Nitum_Q","Nitum | White | Ceiling lights | powerLED 2 W 630 mA ","MAESTRO",1344]
["88448W30","Atsia","Atsia | Grigio | powerLED 6 W 630 mA  3000 K  Medium flood",null,5600]
["88450W30","Atsia","Atsia | Grigio | powerLED 6 W 630 mA  3000 K  Medium flood",null,6020]
["88452W30UW30","FLOU","FLOU | Grigio | powerLED 6 W 630 mA  3000 K  Medium flood",null,7728]
["88454W30UW30","FLOU","FLOU | Grigio | powerLED 6 W 630 mA  3000 K  Medium flood",null,8512]
[88568,"Nitum_R","Nitum | White | Ceiling lights | powerLED 1.9 W 220 mA ","MAESTRO",2100]
[88569,"Nitum_Q","Nitum | White | Ceiling lights | powerLED 1.9 W 220 mA ","MAESTRO",2240]
[88613,"Stiff","Stiff | Aluminium | Lines | powerLED 30 W 500 mA ","MAESTRO",12040]
[88614,"Stiff","Stiff | Aluminium | Lines | powerLED 54 W 500 mA ","MAESTRO",15400]
[88631,"Xenia","Xenia | Aluminium | Lines | powerLED 9 W 500 mA ","MAESTRO",5544]
[88632,"Xenia","Xenia | Aluminium | Lines | powerLED 18 W 500 mA ","MAESTRO",7924]
[88633,"Xenia","Xenia | Aluminium | Lines | powerLED 27 W 500 mA ","MAESTRO",10920]
[88634,"Xenia","Xenia | Aluminium | Lines | powerLED 32 W 500 mA ","MAESTRO",12040]
[88635,"Xenia","Xenia | Aluminium | Lines | powerLED 54 W 500 mA ","MAESTRO",19320]
[88636,"Stiff","Stiff | Aluminium | Lines | powerLED 9 W 500 mA ","MAESTRO",4760]
[88637,"Stiff","Stiff | Aluminium | Lines | powerLED 15 W 500 mA ","MAESTRO",7280]
[88638,"Stiff","Stiff | Aluminium | Lines | powerLED 18 W 500 mA ","MAESTRO",8400]
[88639,"Stiff","Stiff | Aluminium | Lines | powerLED 9 W 500 mA ","MAESTRO",4060]
[88640,"Stiff","Stiff | Aluminium | Lines | powerLED 18 W 500 mA ","MAESTRO",6160]
[88641,"Stiff","Stiff | Aluminium | Lines | powerLED 27 W 500 mA ","MAESTRO",8960]
[88642,"Stiff","Stiff | Aluminium | Lines | powerLED 32 W 500 mA ","MAESTRO",10080]
[88660,"Modular","Modular | White | Lines | stripLED 2.4 W 24 V ","MAESTRO",1848]
[88662,"Modular","Modular | White | Lines | stripLED 5 W 24 V ","MAESTRO",2744]
[88664,"Modular","Modular | White | Lines | stripLED 9.5 W 24 V ","MAESTRO",4620]
[88668,"Modular","Modular | White | Lines | stripLED 7 W 24 V ","MAESTRO",2240]
[88670,"Modular","Modular | White | Lines | stripLED 14 W 24 V ","MAESTRO",3472]
[88672,"Modular","Modular | White | Lines | stripLED 29 W 24 V ","MAESTRO",5880]
[88680,"Xenia","Xenia | Aluminium | Lines | powerLED 4.5 W 500 mA ","MAESTRO",2940]
[88681,"Xenia","Xenia | Aluminium | Lines | powerLED 9 W 500 mA ","MAESTRO",4900]
[88682,"Xenia","Xenia | Aluminium | Lines | powerLED 15 W 500 mA ","MAESTRO",7364]
[88683,"Xenia","Xenia | Aluminium | Lines | powerLED 18 W 500 mA ","MAESTRO",8400]
[88684,"Xenia","Xenia | Aluminium | Lines | powerLED 30 W 500 mA ","MAESTRO",12600]
[88685,"Xenia","Xenia | Aluminium | Lines | powerLED 4.5 W 500 mA ","MAESTRO",4424]
[88686,"Xenia","Xenia | Aluminium | Lines | powerLED 9 W 500 mA ","MAESTRO",6300]
[88687,"Xenia","Xenia | Aluminium | Lines | powerLED 15 W 500 mA ","MAESTRO",8932]
[88688,"Xenia","Xenia | Aluminium | Lines | powerLED 18 W 500 mA ","MAESTRO",9800]
[88689,"Xenia","Xenia | Aluminium | Lines | powerLED 30 W 500 mA ","MAESTRO",16436]
[88690,"Xenia","Xenia | Aluminium | Lines | powerLED 9 W 500 mA ","MAESTRO",3920]
[88691,"Xenia","Xenia | Aluminium | Lines | powerLED 18 W 500 mA ","MAESTRO",6020]
[88692,"Xenia","Xenia | Aluminium | Lines | powerLED 27 W 500 mA ","MAESTRO",8680]
[88693,"Xenia","Xenia | Aluminium | Lines | powerLED 32 W 500 mA ","MAESTRO",10080]
[88694,"Xenia","Xenia | Aluminium | Lines | powerLED 54 W 500 mA ","MAESTRO",15400]
[88870,"Ghost","Ghost | Steel | Lines | powerLED 6 W 24 V ","MAESTRO",15400]
[88871,"Ghost","Ghost | Steel | Lines | powerLED 9 W 24 V ","MAESTRO",21280]
[88872,"Ghost","Ghost | Steel | Lines | powerLED 18 W 24 V ","MAESTRO",18284]
[88873,"Ghost","Ghost | Steel | Lines | powerLED 27 W 24 V ","MAESTRO",25200]
[88874,"Ghost","GHOST STRIP | Steel | Lines | topLED 12 W 24 V ","MAESTRO",16800]
[88875,"Ghost","GHOST STRIP | Steel | Lines | topLED 18 W 24 V ","MAESTRO",23520]
[88876,"Ghost","GHOST STRIP | Steel | Lines | topLED 5 W 24 V ","MAESTRO",19264]
[88877,"Ghost","GHOST STRIP | Steel | Lines | topLED 7 W 24 V ","MAESTRO",26404]
[88899,"Stiff","Stiff | Aluminium | Lines | powerLED 4.5 W 500 mA ","MAESTRO",3220]
[89041,"Accessories","False Ceiling Fixing Kit",null,420]
[89042,"Accessories","Tie-rod",null,1428]
[89043,"Accessories","Bracket",null,784]
[89044,"Accessories","Bracket",null,476]
[89045,"Accessories","Bracket",null,560]
[89046,"Accessories","Bracket",null,672]
[89047,"Accessories","Bracket",null,896]
[89048,"Accessories","Outercasing",null,2296]
[89050,"Accessories","Outercasing",null,980]
[89052,"Accessories","Outercasing",null,1596]
[89058,"Accessories","Outercasing",null,3668]
[89060,"Accessories","Outercasing",null,1400]
[89062,"Accessories","Outercasing",null,2492]
[89071,"Accessories","Diffuser",null,728]
[89075,"Accessories","Diffuser",null,280]
[89079,"Accessories","Diffuser",null,504]
[89099,"Accessories","Outercasing",null,196]
[89100,"Accessories","Outercasing",null,308]
[89101,"Accessories","Outercasing",null,364]
[89105,"Ribbon","Ribbon | LED strip | stripLED 5 W 24 V  6000 K ","MAESTRO",924]
[89106,"Ribbon","Ribbon | LED strip | stripLED 5 W 24 V  3000 K ","MAESTRO",924]
[89107,"Ribbon","Ribbon | LED strip | stripLED 5 W 24 V ","MAESTRO",924]
[89108,"Ribbon","Ribbon | LED strip | stripLED 5 W 24 V  525 K ","MAESTRO",924]
[89109,"Ribbon","Ribbon | LED strip | stripLED 5 W 24 V ","MAESTRO",924]
[89110,"Ribbon","Ribbon | LED strip | stripLED 5 W 24 V ","MAESTRO",924]
[89111,"Ribbon","Ribbon RGB | LED strip | stripLED 14 W 24 V ","MAESTRO",1400]
[89119,"Accessories","Socket","MAESTRO",280]
[89120,"Accessories","Socket",null,448]
["89121","Accessories","Cables and connectors","MAESTRO",56]
[89122,"Accessories","Cables and connectors","MAESTRO",84]
[89123,"Accessories","Cables and connectors","MAESTRO",252]
[89124,"Accessories","Extension",null,448]
[89125,"Accessories","Cables and connectors","MAESTRO",364]
[89126,"Accessories","Extension",null,616]
[89144,"Electronics","Elettronics","MAESTRO",728]
[89145,"Electronics","Elettronics","MAESTRO",728]
[89146,"Electronics","Elettronics","MAESTRO",728]
[89147,"Electronics","Elettronics","MAESTRO",728]
[89148,"Electronics","Elettronics","MAESTRO",784]
[89149,"Electronics","Elettronics","MAESTRO",784]
[89150,"Electronics","Elettronics","MAESTRO",784]
[89151,"Electronics","Elettronics","MAESTRO",784]
[89157,"Electronics","Elettronics",null,1512]
[89175,"Electronics","Elettronics","MAESTRO",756]
[89176,"Electronics","Elettronics","MAESTRO",756]
[89177,"Electronics","Elettronics","MAESTRO",756]
[89179,"Electronics","Elettronics","MAESTRO",1960]
[89184,"Electronics","Elettronics","MAESTRO",13972]
[89185,"Electronics","Elettronics","MAESTRO",12656]
[89186,"Accessories","Cables and connectors",null,1260]
[89187,"Accessories","Cables and connectors",null,1960]
[89188,"Accessories","Cables and connectors","MAESTRO",1988]
[89189,"Accessories","Cables and connectors",null,980]
[89190,"Accessories","Cables and connectors","MAESTRO",1092]
["89223","Accessories","Accessories",null,84]
[89234,"Accessories","Caps",null,252]
[89247,"Accessories","Anti-glaring",null,812]
[89282,"Accessories","Outercasing",null,3780]
[89283,"Accessories","Outercasing",null,5376]
[89284,"Accessories","Outercasing",null,3248]
[89285,"Accessories","Outercasing",null,4816]
[89339,"Accessories","IR Remote",null,1736]
[89359,"Electronics","Elettronics","MAESTRO",3444]
[89360,"Accessories","Caps",null,308]
[89361,"Accessories","Cables and connectors",null,2016]
[89362,"Accessories","Cables and connectors",null,1036]
[89365,"Accessories","Caps",null,392]
[89371,"Accessories","Pegs",null,168]
[89373,"Accessories","Outercasing",null,616]
[89398,"Dropper","Dropper | LED strip | stripLED 5 W 24 V  6000 K ","MAESTRO",1120]
[89399,"Dropper","Dropper | LED strip | stripLED 5 W 24 V  3000 K ","MAESTRO",1120]
[89400,"Dropper","Dropper | LED strip | stripLED 5 W 24 V ","MAESTRO",1120]
[89401,"Dropper","Dropper | LED strip | stripLED 5 W 24 V ","MAESTRO",1120]
[89402,"Dropper","Dropper | LED strip | stripLED 5 W 24 V ","MAESTRO",1120]
[89403,"Dropper","Dropper | LED strip | stripLED 5 W 24 V ","MAESTRO",1120]
[89404,"Accessories","Anti-glaring",null,728]
[89405,"Accessories","Anti-glaring",null,1036]
[89406,"Accessories","Anti-glaring",null,2380]
[89408,"Electronics","Elettronics","MAESTRO",756]
[89410,"Ribbon","Ribbon",null,1428]
[89411,"Ribbon","Ribbon",null,1428]
[89416,"Dropper","Dropper RGB | LED strip | stripLED 14 W 24 V ","MAESTRO",1624]
[89419,"Electronics","Elettronics","MAESTRO",1232]
[89420,"Electronics","Elettronics","MAESTRO",1232]
[89421,"Electronics","Elettronics","MAESTRO",1232]
[89422,"Electronics","Elettronics","MAESTRO",1232]
[89423,"Electronics","Elettronics","MAESTRO",1232]
[89440,"Starline","STARLINE WALLWASHER | Aluminium | Lines | powerLED 12 W 630 mA ","MAESTRO",20720]
[89441,"Starline","STARLINE WALLWASHER | Aluminium | Lines | powerLED 24 W 630 mA ","MAESTRO",26040]
[89442,"Starline","STARLINE WALLWASHER | Aluminium | Lines | powerLED 48 W 630 mA ","MAESTRO",33600]
[89443,"Starline","STARLINE WALLWASHER | Aluminium | Lines | powerLED 12 W 630 mA ","MAESTRO",14140]
[89444,"Starline","STARLINE WALLWASHER | Aluminium | Lines | powerLED 24 W 630 mA ","MAESTRO",19180]
[89445,"Starline","STARLINE WALLWASHER | Aluminium | Lines | powerLED 48 W 630 mA ","MAESTRO",26320]
[89446,"Starline","STARLINE WALLWASHER | Aluminium | Lines | powerLED 12 W 630 mA ","MAESTRO",22120]
[89447,"Starline","STARLINE WALLWASHER | Aluminium | Lines | powerLED 30 W 630 mA ","MAESTRO",28560]
[89448,"Starline","STARLINE WALLWASHER | Aluminium | Lines | powerLED 60 W 630 mA ","MAESTRO",37800]
[89487,"Electronics","Elettronics","MAESTRO",840]
[89488,"Electronics","Elettronics","MAESTRO",1568]
[89494,"Accessories","Anti-glaring",null,644]
["89495","Accessories","Anti-glaring",null,756]
[89496,"Accessories","Anti-glaring",null,896]
[89497,"Accessories","Anti-glaring",null,1092]
[89498,"Accessories","Anti-glaring",null,1540]
[89518,"Stiff","STIFF WALLWASHER | Aluminium | Lines | powerLED 4.5 W 500 mA ","MAESTRO",3864]
[89519,"Stiff","STIFF WALLWASHER | Aluminium | Lines | powerLED 9 W 500 mA ","MAESTRO",5684]
[89520,"Stiff","STIFF WALLWASHER | Aluminium | Lines | powerLED 15 W 500 mA ","MAESTRO",8456]
[89521,"Stiff","STIFF WALLWASHER | Aluminium | Lines | powerLED 18 W 500 mA ","MAESTRO",9268]
[89522,"Stiff","STIFF WALLWASHER | Aluminium | Lines | powerLED 30 W 500 mA ","MAESTRO",14196]
[89523,"Stiff","STIFF WALLWASHER | Aluminium | Lines | powerLED 9 W 500 mA ","MAESTRO",4872]
[89524,"Stiff","STIFF WALLWASHER | Aluminium | Lines | powerLED 18 W 500 mA ","MAESTRO",7532]
[89525,"Stiff","STIFF WALLWASHER | Aluminium | Lines | powerLED 27 W 500 mA ","MAESTRO",11200]
[89526,"Stiff","STIFF WALLWASHER | Aluminium | Lines | powerLED 32 W 500 mA ","MAESTRO",12460]
[89527,"Stiff","STIFF WALLWASHER | Aluminium | Lines | powerLED 54 W 500 mA ","MAESTRO",19320]
[89528,"Xenia","Xenia wallwasher | Aluminium | Lines | powerLED 4.5 W 500 mA ","MAESTRO",3584]
[89529,"Xenia","Xenia wallwasher | Aluminium | Lines | powerLED 9 W 500 mA ","MAESTRO",5376]
[89530,"Xenia","Xenia wallwasher | Aluminium | Lines | powerLED 15 W 500 mA ","MAESTRO",8092]
[89531,"Xenia","Xenia wallwasher | Aluminium | Lines | powerLED 18 W 500 mA ","MAESTRO",9380]
[89532,"Xenia","Xenia wallwasher | Aluminium | Lines | powerLED 30 W 500 mA ","MAESTRO",14700]
[89533,"Xenia","Xenia wallwasher | Aluminium | Lines | powerLED 4.5 W 500 mA ","MAESTRO",4648]
[89534,"Xenia","Xenia wallwasher | Aluminium | Lines | powerLED 9 W 500 mA ","MAESTRO",6860]
[89535,"Xenia","Xenia wallwasher | Aluminium | Lines | powerLED 15 W 500 mA ","MAESTRO",9520]
[89536,"Xenia","Xenia wallwasher | Aluminium | Lines | powerLED 18 W 500 mA ","MAESTRO",11200]
[89537,"Xenia","Xenia wallwasher | Aluminium | Lines | powerLED 30 W 500 mA ","MAESTRO",17920]
[89538,"Xenia","Xenia wallwasher | Aluminium | Lines | powerLED 9 W 500 mA ","MAESTRO",4480]
[89539,"Xenia","Xenia wallwasher | Aluminium | Lines | powerLED 18 W 500 mA ","MAESTRO",7140]
[89540,"Xenia","Xenia wallwasher | Aluminium | Lines | powerLED 27 W 500 mA ","MAESTRO",10640]
[89541,"Xenia","Xenia wallwasher | Aluminium | Lines | powerLED 32 W 500 mA ","MAESTRO",12040]
[89542,"Xenia","Xenia wallwasher | Aluminium | Lines | powerLED 54 W 500 mA ","MAESTRO",18480]
[89543,"Xenia","Xenia wallwasher | Aluminium | Lines | powerLED 9 W 500 mA ","MAESTRO",6440]
[89544,"Xenia","Xenia wallwasher | Aluminium | Lines | powerLED 18 W 500 mA ","MAESTRO",9520]
[89545,"Xenia","Xenia wallwasher | Aluminium | Lines | powerLED 27 W 500 mA ","MAESTRO",12880]
[89546,"Xenia","Xenia wallwasher | Aluminium | Lines | powerLED 32 W 500 mA ","MAESTRO",14840]
[89547,"Xenia","Xenia wallwasher | Aluminium | Lines | powerLED 54 W 500 mA ","MAESTRO",23800]
[89548,"Accessories","Accessories",null,672]
[89562,"Electronics","Electronics",null,6720]
[89564,"Accessories","Accessories",null,5180]
[89579,"Accessories","Anti-glaring",null,448]
[89580,"Accessories","Anti-glaring",null,1204]
[89629,"Accessories","Cables and connectors","MAESTRO",168]
[89630,"Accessories","Cables and connectors",null,196]
[89641,"Dropper","Dropper | LED strip | stripLED 14 W 24 V  3000 K ","MAESTRO",1652]
[89642,"Dropper","Dropper | LED strip | stripLED 14 W 24 V  6000 K ","MAESTRO",1652]
[89745,"Modular","Modular | White | Lines | stripLED 7 W 24 V ","MAESTRO",2240]
[89746,"Modular","Modular | White | Lines | stripLED 14 W 24 V ","MAESTRO",3472]
[89747,"Modular","Modular | White | Lines | stripLED 29 W 24 V ","MAESTRO",5880]
[89748,"silicone_c","Silicon Cased | LED strip | stripLED 14 W 24 V  3000 K ","MAESTRO",1764]
[89749,"silicone_c","Silicon Cased | LED strip | stripLED 14 W 24 V  6000 K ","MAESTRO",1764]
[89753,"Electronics","Electronics",null,1176]
[89755,"Electronics","Electronics",null,1540]
[89974,"Electronics","Elettronics","MAESTRO",10612]
[89975,"Ribbon","Ribbon | LED strip | stripLED 5 W 24 V  4000 K ","MAESTRO",924]
[89976,"Dropper","Dropper | LED strip | stripLED 5 W 24 V  4000 K ","MAESTRO",1120]
[89978,"Ribbon","Ribbon | LED strip | stripLED 14 W 24 V ","MAESTRO",1428]
[89979,"Ribbon","Ribbon | LED strip | stripLED 14 W 24 V  4000 K ","MAESTRO",1428]
[89980,"Ribbon","Ribbon | LED strip | stripLED 14 W 24 V ","MAESTRO",1428]
[89981,"Ribbon","Ribbon | LED strip | stripLED 14 W 24 V ","MAESTRO",1428]
[89982,"Ribbon","Ribbon | LED strip | stripLED 14 W 24 V ","MAESTRO",1428]
[89983,"silicone_c","Silicon Cased | LED strip | stripLED 14 W 24 V ","MAESTRO",1764]
[89984,"silicone_c","Silicon Cased | LED strip | stripLED 14 W 24 V  4000 K ","MAESTRO",1764]
[89985,"silicone_c","Silicon Cased | LED strip | stripLED 14 W 24 V ","MAESTRO",1764]
[89986,"silicone_c","Silicon Cased | LED strip | stripLED 14 W 24 V ","MAESTRO",1764]
[89987,"silicone_c","Silicon Cased | LED strip | stripLED 14 W 24 V ","MAESTRO",1764]
[91000,"silicone_c","Silicon Cased | LED strip | stripLED 5 W 24 V  6000 K ","MAESTRO",1232]
[91001,"silicone_c","Silicon Cased | LED strip | stripLED 5 W 24 V  3000 K ","MAESTRO",1232]
[91002,"silicone_c","Silicon Cased | LED strip | stripLED 5 W 24 V  4000 K ","MAESTRO",1232]
[91003,"silicone_c","Silicon Cased | LED strip | stripLED 5 W 24 V ","MAESTRO",1232]
[91004,"silicone_c","Silicon Cased | LED strip | stripLED 5 W 24 V ","MAESTRO",1232]
[91005,"silicone_c","Silicon Cased | LED strip | stripLED 5 W 24 V ","MAESTRO",1232]
[91006,"silicone_c","Silicon Cased | LED strip | stripLED 5 W 24 V ","MAESTRO",1232]
[91007,"silicone_c","Silicon Cased RGB | LED strip | stripLED 14 W 24 V ","MAESTRO",1680]
["91009W30","Cuadro","Cuadro | White | powerLED 2 W 630 mA  3000 K  Medium flood",null,2212]
[91020,"Cuadro_1","Cuadro |  | Downlights | powerLED 6 W 500 mA ","MAESTRO",3612]
[91021,"Cuadro_1","Cuadro | White | Downlights | powerLED 6 W 500 mA ","MAESTRO",2828]
[91040,"Cuadro_2","Cuadro |  | Downlights | powerLED 12 W 500 mA ","MAESTRO",7840]
[91041,"Cuadro_2","Cuadro | White | Downlights | powerLED 12 W 500 mA ","MAESTRO",6384]
[91064,"Cuadro_3","Cuadro |  | Downlights | powerLED 18 W 500 mA ","MAESTRO",10640]
[91065,"Cuadro_3","Cuadro | White | Downlights | powerLED 18 W 500 mA ","MAESTRO",8848]
[91137,"Beriel","Beriel | White | Ceiling lights | powerLED 2 W 220 mA ","MAESTRO",2212]
[91200,"Elin","Elin | Chrome | Ceiling lights | powerLED 1 W 350 mA ","MAESTRO",1120]
[91201,"Elin","Elin | White | Ceiling lights | powerLED 1 W 350 mA ","MAESTRO",1120]
[91204,"Loro_R","Loro_R",null,2268]
[91205,"Loro_R","Loro_R",null,2268]
[91206,"Loro_R","Loro_R",null,2268]
[91207,"Loro_R","Loro_R",null,2828]
[91208,"Loro_Q","Loro_Q",null,2268]
[91209,"Loro_Q","Loro_Q",null,2268]
[91210,"Loro_Q","Loro_Q",null,2268]
[91211,"Loro-Q","Loro-Q",null,2828]
[91214,"Eyelet65_R","Eyelet65 | White | Outdoor Projectors | powerLED 2 W 630 mA ","MAESTRO",2184]
[91215,"Eyelet65_R","Eyelet65 | Black | Outdoor Projectors | powerLED 2 W 630 mA ","MAESTRO",2184]
[91216,"Eyelet65_R","Eyelet65 | Grigio | Outdoor Projectors | powerLED 2 W 630 mA ","MAESTRO",2184]
[91217,"Eyelet65_Q","Eyelet65 | White | Outdoor Projectors | powerLED 2 W 630 mA ","MAESTRO",2268]
[91219,"Eyelet65_Q","Eyelet65 | Black | Outdoor Projectors | powerLED 2 W 630 mA ","MAESTRO",2268]
[91220,"Eyelet65_Q","Eyelet65 | Grigio | Outdoor Projectors | powerLED 2 W 630 mA ","MAESTRO",2268]
[91229,"Illuminator_3","Illiuminator | White | Downlights | arrayLED 35 W 950 mA ","MAESTRO",3640]
[91230,"Illuminator_3","Illiuminator | Black | Downlights | arrayLED 35 W 950 mA ","MAESTRO",3640]
[91231,"Illuminator_3","Illiuminator | Grigio | Downlights | arrayLED 35 W 950 mA ","MAESTRO",3640]
[91232,"Illuminator_3","Illiuminator | White | Downlights | arrayLED 35 W 950 mA ","MAESTRO",3500]
[91233,"Illuminator_3","Illiuminator | Black | Downlights | arrayLED 35 W 950 mA ","MAESTRO",3500]
[91234,"Illuminator_3","Illiuminator | Grigio | Downlights | arrayLED 35 W 950 mA ","MAESTRO",3500]
[91235,"Illuminator_T","Illiuminator-T | White | Track | arrayLED 35 W 950 mA ","MAESTRO",7140]
[91236,"Illuminator_T","Illiuminator-T | Black | Track | arrayLED 35 W 950 mA ","MAESTRO",7140]
[91237,"Illuminator_T","Illiuminator-T | Grigio | Track | arrayLED 35 W 950 mA ","MAESTRO",7140]
[91238,"Illuminator_T","Illiuminator-T | White | Track | arrayLED 35 W 950 mA ","MAESTRO",6860]
[91245,"Illuminator_T","Illiuminator-T | Grigio | Track | arrayLED 35 W 950 mA ","MAESTRO",6860]
[91246,"Illuminator_T","Illiuminator-T | Black | Track | arrayLED 35 W 950 mA ","MAESTRO",6860]
[91247,"Angular-1","Mini Angular | White | Track | arrayLED 35 W 950 mA ","MAESTRO",6860]
[91256,"Angular_1","Mini Angular | Black | Track | arrayLED 35 W 950 mA ","MAESTRO",6860]
[91258,"Angular_1","Mini Angular | Grigio | Track | arrayLED 35 W 950 mA ","MAESTRO",6860]
[91259,"Angular_1","Mini Angular | White | Track | arrayLED 35 W 950 mA ","MAESTRO",6580]
[91267,"Angular_1","Mini Angular | Black | Track | arrayLED 35 W 950 mA ","MAESTRO",6580]
[91268,"Angular_1","Mini Angular | Grigio | Track | arrayLED 35 W 950 mA ","MAESTRO",6580]
[91302,"Edith_M FL","Edith Full-Light | White | Ceiling lights | topLED 30 W 900 mA ","MAESTRO",6020]
[91303,"Edith_M FL","Edith Full-Light | White | Ceiling lights | topLED 30 W 900 mA ","MAESTRO",7280]
["91304W30","Ghilea","Ghilea | White | powerLED 2 W 630 mA  3000 K  Medium flood",null,1456]
[91305,"Edith_M FL","Edith Full-Light | White | Ceiling lights | topLED 30 W 900 mA ","MAESTRO",6160]
[91306,"Edith_M FL","Edith Full-Light | White | Ceiling lights | topLED 30 W 900 mA ","MAESTRO",7420]
[91307,"Edith_M FL","Edith Full-Light | White | Ceiling lights | topLED 45 W 1250 mA ","MAESTRO",7140]
[91308,"Edith_M FL","Edith Full-Light | White | Ceiling lights | topLED 45 W 1250 mA ","MAESTRO",8820]
[91309,"Edith_M FL","Edith Full-Light | White | Ceiling lights | topLED 45 W 1250 mA ","MAESTRO",7420]
[91310,"Edith_M FL","Edith Full-Light | White | Ceiling lights | topLED 45 W 1250 mA ","MAESTRO",9100]
[91328,"Actros","Actros | White | Ceiling lights | powerLED 2 W 630 mA ","MAESTRO",1288]
[91330,"Actros","Actros | White | Ceiling lights | powerLED 2 W 630 mA ","MAESTRO",1400]
[91331,"Shaker","Shaker | White | Outdoor Projectors | arrayLED 25 W 720 mA ","MAESTRO",8400]
[91338,"Shaker","Shaker | Black | Outdoor Projectors | arrayLED 25 W 720 mA ","MAESTRO",8400]
[91339,"Aspho_Q","Aspho | White | Ceiling lights | 5mmLED 0.5 W 24 V ","MAESTRO",616]
[91340,"Aspho_R","Aspho | White | Ceiling lights | powerLED 1 W 350 mA ","MAESTRO",812]
[91341,"Aspho_Q","Aspho | White | Ceiling lights | powerLED 1 W 350 mA ","MAESTRO",1064]
[91342,"Shaker","Shaker | Grigio | Outdoor Projectors | arrayLED 25 W 720 mA ","MAESTRO",8400]
[91343,"Aspho_Q","Aspho | White | Ceiling lights | powerLED 1 W 350 mA ","MAESTRO",1064]
[91344,"Aspho_R","Aspho 70° | White | Ceiling lights | powerLED 1.5 W 500 mA ","MAESTRO",1092]
[91345,"Aspho_Q","Aspho 70° | White | Ceiling lights | powerLED 1.5 W 500 mA ","MAESTRO",1204]
[91346,"Aspho_R","Aspho 120° | White | Ceiling lights | powerLED 1.5 W 500 mA ","MAESTRO",1092]
[91347,"Aspho_Q","Aspho 120° | White | Ceiling lights | powerLED 1.5 W 500 mA ","MAESTRO",1204]
[91348,"Bibok","Ilex 70° | White | Ceiling lights | powerLED 1 W 350 mA ","MAESTRO",924]
[91349,"Bibok","Ilex 70° | White | Ceiling lights | powerLED 1.5 W 500 mA ","MAESTRO",1120]
[91350,"Bibok","Ilex 120° | White | Ceiling lights | powerLED 1 W 350 mA ","MAESTRO",924]
[91351,"Bibok","Ilex 120° | White | Ceiling lights | powerLED 1.5 W 500 mA ","MAESTRO",1120]
[91352,"Aspho_R","Aspho | White | Ceiling lights | 5mmLED 1.5 W 24 V ","MAESTRO",700]
[91354,"Aspho_R","Aspho 70° | White | Ceiling lights | powerLED 2 W 220 mA ","MAESTRO",1932]
[91362,"Aspho_R","Aspho 120° | White | Ceiling lights | powerLED 2 W 220 mA ","MAESTRO",1932]
[91364,"Picrol","Picrol | White | Ceiling lights | powerLED 1 W 350 mA ","MAESTRO",1176]
[91365,"Picrol","Picrol | White | Ceiling lights | powerLED 1.5 W 500 mA ","MAESTRO",1232]
[91366,"Bibok","Bibok | White | Ceiling lights | 5mmLED 0.5 W 24 V ","MAESTRO",476]
[91374,"Dave Pro_1","Dave Pro 1 | White | Downlights | arrayLED 35 W 950 mA ","MAESTRO",6020]
[91376,"Dave Pro_1","Dave Pro 1 | Black | Downlights | arrayLED 35 W 950 mA ","MAESTRO",6020]
[91378,"Dave Pro_1","Dave Pro 1 | White | Downlights | arrayLED 35 W 950 mA ","MAESTRO",5740]
[91383,"Dave Pro_1","Dave Pro 1 | Black | Downlights | arrayLED 35 W 950 mA ","MAESTRO",5740]
[91384,"Epitax","Epitax | White | Downlights | powerLED 6 W 500 mA ","MAESTRO",2100]
[91385,"Epitax","Epitax | Black | Downlights | powerLED 6 W 500 mA ","MAESTRO",2100]
[91389,"Epitax","Epitax | Gold | Downlights | powerLED 6 W 500 mA ","MAESTRO",2520]
[91390,"COB20_RX","Cob20-RX | White | Downlights | arrayLED 15 W 400 mA ","MAESTRO",3500]
[91391,"COB20_RX","Cob20-RX | Black | Downlights | arrayLED 15 W 400 mA ","MAESTRO",3500]
[91398,"COB20_RX","Cob20-RX | White | Downlights | arrayLED 25 W 720 mA ","MAESTRO",3640]
[91399,"COB20_RX","Cob20-RX | Black | Downlights | arrayLED 25 W 720 mA ","MAESTRO",3640]
[91400,"Cob20-RX","Cob20-RX | White | Downlights | arrayLED 25 W 720 mA ","MAESTRO",4508]
[91401,"Cob20-RX","Cob20-RX | Black | Downlights | arrayLED 25 W 720 mA ","MAESTRO",4508]
[91402,"COB20_RX","Cob20-RX | White | Downlights | arrayLED 30 W 840 mA ","MAESTRO",4620]
[91403,"COB20_RX","Cob20-RX | Black | Downlights | arrayLED 30 W 840 mA ","MAESTRO",4620]
[91410,"COB20_RX","Cob20-RX | White | Downlights | arrayLED 40 W 1100 mA ","MAESTRO",5180]
[91411,"COB20_RX","Cob20-RX | Black | Downlights | arrayLED 40 W 1100 mA ","MAESTRO",5180]
[91412,"COB20_RX","Cob20-RX | White | Downlights | arrayLED 40 W 1100 mA ","MAESTRO",6160]
[91413,"COB20_RX","Cob20-RX | Black | Downlights | arrayLED 40 W 1100 mA ","MAESTRO",6160]
[91414,"COB20_RX","Cob20-RX | White | Downlights | arrayLED 50 W 1250 mA ","MAESTRO",6300]
[91415,"COB20_RX","Cob20-RX | Black | Downlights | arrayLED 50 W 1250 mA ","MAESTRO",6300]
[91422,"Dans_1","Dans | Grigio | Uplights | arrayLED 6 W 630 mA ","MAESTRO",5180]
[91423,"Dans_2","Phyl | Grigio | Uplights | arrayLED 6 W 630 mA ","MAESTRO",5180]
[91424,"Dans_4","Hoya | Grigio | Uplights | arrayLED 6 W 630 mA ","MAESTRO",5180]
[91425,"Dans_1","Dans | Grigio | Uplights | arrayLED 6 W 630 mA ","MAESTRO",6020]
[91426,"Dans_2","Phyl | Grigio | Uplights | arrayLED 6 W 630 mA ","MAESTRO",6020]
[91427,"Dans_4","Hoya | Grigio | Uplights | arrayLED 6 W 630 mA ","MAESTRO",6020]
[91434,"Suelo_RJI","Suelo-RJ | Steel | Uplights | powerLED 18 W 500 mA ","MAESTRO",19880]
[91436,"Suelo_RJI","Suelo-RJ | Steel | Uplights | powerLED 8 W 630 mA ","MAESTRO",14252]
[91437,"Suelo_RJI","Suelo-RJ | Steel | Uplights | powerLED 12 W 630 mA ","MAESTRO",12460]
[91438,"Pound_3","Pound 3 | White | Track | arrayLED 35 W 950 mA ","MAESTRO",8120]
[91439,"Pound_3","Pound 3 | Black | Track | arrayLED 35 W 950 mA ","MAESTRO",8120]
[91446,"Pound_3","Pound 3 | Grigio | Track | arrayLED 35 W 950 mA ","MAESTRO",8120]
[91447,"Pound_3","Pound 3 | White | Track | arrayLED 35 W 950 mA ","MAESTRO",7840]
[91448,"Pound_3","Pound 3 | Black | Track | arrayLED 35 W 950 mA ","MAESTRO",7840]
[91449,"Pound_3","Pound 3 | Grigio | Track | arrayLED 35 W 950 mA ","MAESTRO",7840]
[91450,"Sunrise_3","Sunrise 3 | White | Track | arrayLED 35 W 950 mA ","MAESTRO",8820]
[91451,"Sunrise_3","Sunrise 3 | Black | Track | arrayLED 35 W 950 mA ","MAESTRO",8820]
[91504,"Sunrise_3","Sunrise 3 | Grigio | Track | arrayLED 35 W 950 mA ","MAESTRO",8820]
[91508,"Loro_X","Loro-X | White | Downlights | arrayLED 8 W 220 mA ","MAESTRO",2800]
[91509,"Loro_X","Loro-X | Black | Downlights | arrayLED 8 W 220 mA ","MAESTRO",2800]
[91514,"Loro_X","Loro-X | Grigio | Downlights | arrayLED 8 W 220 mA ","MAESTRO",2800]
[91515,"Loro_X","Loro-X | Gold | Downlights | arrayLED 8 W 220 mA ","MAESTRO",3640]
[91518,"Loro_R","Loro-R | White | Downlights | arrayLED 18 W 500 mA ","MAESTRO",3416]
[91519,"Loro_R","Loro-R | Black | Downlights | arrayLED 18 W 500 mA ","MAESTRO",3416]
[91520,"Loro_R","Loro-R | Grigio | Downlights | arrayLED 18 W 500 mA ","MAESTRO",3416]
[91521,"Loro_R","Loro-R | Gold | Downlights | arrayLED 18 W 500 mA ","MAESTRO",3976]
[91524,"Loro_Q","Loro-Q | White | Downlights | arrayLED 18 W 500 mA ","MAESTRO",3556]
[91525,"Loro_Q","Loro-Q | Black | Downlights | arrayLED 18 W 500 mA ","MAESTRO",3556]
[91526,"Loro_Q","Loro-Q | Grigio | Downlights | arrayLED 18 W 500 mA ","MAESTRO",3556]
[91527,"Loro_Q","Loro-Q | Gold | Downlights | arrayLED 18 W 500 mA ","MAESTRO",4116]
[91528,"Loro_R","Loro-R | White | Downlights | arrayLED 18 W 500 mA ","MAESTRO",3528]
[91541,"Loro_R","Loro-R | Black | Downlights | arrayLED 18 W 500 mA ","MAESTRO",3528]
[91542,"Loro_R","Loro-R | Grigio | Downlights | arrayLED 18 W 500 mA ","MAESTRO",3528]
[91544,"Loro_R","Loro-R | Gold | Downlights | arrayLED 18 W 500 mA ","MAESTRO",4088]
[91558,"Loro_Q","Loro-Q | White | Downlights | arrayLED 18 W 500 mA ","MAESTRO",3696]
[91559,"Loro_Q","Loro-Q | Black | Downlights | arrayLED 18 W 500 mA ","MAESTRO",3696]
[91561,"Loro_Q","Loro-Q | Grigio | Downlights | arrayLED 18 W 500 mA ","MAESTRO",3696]
[91562,"Loro_Q","Loro-Q | Gold | Downlights | arrayLED 18 W 500 mA ","MAESTRO",4228]
[91596,"Myia","Myia | White | Wall Lights | arrayLED 8 W 220 mA ","MAESTRO",4760]
[91597,"Myia","Myia | Black | Wall Lights | arrayLED 8 W 220 mA ","MAESTRO",4760]
[91598,"Myia","Myia | Grigio | Wall Lights | arrayLED 8 W 220 mA ","MAESTRO",4760]
[91608,"Angular","Angular",null,11816]
[91609,"Angular","Angular",null,11816]
[91610,"Angular","Angular",null,11816]
[91611,"Mini Angular","Mini Angular",null,9856]
[91612,"Mini Angular","Mini Angular",null,9856]
[91613,"Mini Angular","Mini Angular",null,9856]
[91749,"Loro_R","Loro_R",null,2408]
[91750,"Loro_R","Loro_R",null,2408]
[91751,"Loro_R","Loro_R",null,2408]
[91752,"Loro_R","Loro_R",null,2968]
[91753,"Loro_Q","Loro_Q",null,2408]
[91754,"Loro_Q","Loro_Q",null,2408]
[91755,"Loro_Q","Loro_Q",null,2408]
[91756,"Loro_Q","Loro_Q",null,2968]
[91896,"Anton_R","NOTAN | White | Downlights | powerLED 2 W 630 mA ","MAESTRO",1372]
[91898,"Anton_R","NOTAN |  | Downlights | powerLED 2 W 630 mA ","MAESTRO",1372]
[92061,"Beret_R","Beret | Grigio | Uplights | powerLED 1 W 350 mA ","MAESTRO",1596]
[92065,"Beret_R","Beret | White | Uplights | powerLED 1 W 350 mA ","MAESTRO",1596]
[92066,"Beret_R","Beret | Chrome | Uplights | powerLED 1 W 350 mA ","MAESTRO",1596]
[92067,"Beret_R","Beret | Nickel | Uplights | powerLED 1 W 350 mA ","MAESTRO",1596]
[92068,"Beret_RI","Beret | Steel | Uplights | powerLED 1 W 350 mA ","MAESTRO",1680]
[92069,"Beret_Q","Beret | Chrome | Uplights | powerLED 1 W 350 mA ","MAESTRO",1820]
[92076,"Beret_Q","Beret | Nickel | Uplights | powerLED 1 W 350 mA ","MAESTRO",1820]
[92077,"Beret_QI","Beret | Steel | Uplights | powerLED 1 W 350 mA ","MAESTRO",2016]
[92088,"Beret_Q","Beret | White | Uplights | powerLED 1 W 350 mA ","MAESTRO",1820]
[92092,"Beret_Q","Beret | Grigio | Uplights | powerLED 1 W 350 mA ","MAESTRO",1820]
[92164,"Anton_QJ","TIKE | White | Downlights | powerLED 2 W 630 mA ","MAESTRO",1932]
[92165,"Anton_QJ","TIKE | Black | Downlights | powerLED 2 W 630 mA ","MAESTRO",1932]
[92170,"Anton_QJ","KIRAL | White | Downlights | powerLED 6 W 630 mA ","MAESTRO",2604]
[92171,"Anton_QJ","KIRAL | Black | Downlights | powerLED 6 W 630 mA ","MAESTRO",2604]
[92214,"Quara65_X","TAPE | White | Wall recessed | powerLED 2 W 630 mA ","MAESTRO",2968]
[92215,"Quara65_X","TAPE | Grigio | Wall recessed | powerLED 2 W 630 mA ","MAESTRO",2968]
[92216,"Quara65_X","TAPE | Corten | Wall recessed | powerLED 2 W 630 mA ","MAESTRO",2968]
[92218,"Quara65_X","TAPE | White | Wall recessed | powerLED 4 W 630 mA ","MAESTRO",3612]
[92219,"Quara65_X","TAPE | Grigio | Wall recessed | powerLED 4 W 630 mA ","MAESTRO",3612]
[92220,"Quara65_X","TAPE | Corten | Wall recessed | powerLED 4 W 630 mA ","MAESTRO",3612]
[92238,"Quara65_QI","TAPE | White | Wall recessed | powerLED 4 W 630 mA ","MAESTRO",3948]
[92239,"Quara65_QI","TAPE | Grigio | Wall recessed | powerLED 4 W 630 mA ","MAESTRO",3948]
[92240,"Quara65_QI","TAPE | Corten | Wall recessed | powerLED 4 W 630 mA ","MAESTRO",3948]
[92250,"Viky_Q","Kip | White | Ceiling lights | powerLED 1 W 350 mA ","MAESTRO",1736]
[92251,"Viky_Q","Kip | Chrome | Ceiling lights | powerLED 1 W 350 mA ","MAESTRO",1736]
[92252,"Viky_Q","Kip | Nickel | Ceiling lights | powerLED 1 W 350 mA ","MAESTRO",1736]
[92253,"Viky_Q","Kip | White | Ceiling lights | powerLED 2 W 630 mA ","MAESTRO",1680]
[92254,"Viky_Q","Kip | Chrome | Ceiling lights | powerLED 2 W 630 mA ","MAESTRO",1680]
[92255,"Viky_Q","Kip | Nickel | Ceiling lights | powerLED 2 W 630 mA ","MAESTRO",1680]
[92256,"Picrol","TINY | White | Ceiling lights | powerLED 1 W 350 mA ","MAESTRO",644]
[92258,"Picrol","TINY | Black | Ceiling lights | powerLED 1 W 350 mA ","MAESTRO",644]
[92259,"Picrol","TINY | Chrome | Ceiling lights | powerLED 1 W 350 mA ","MAESTRO",644]
[92260,"Sand_R","Sand | White | Wall recessed | powerLED 1 W 350 mA ","MAESTRO",1428]
[92262,"Sand_Q","Sand | White | Wall recessed | powerLED 1 W 350 mA ","MAESTRO",1792]
[92269,"Clip_R","Clip | Chrome | Wall Lights | powerLED 2 W 630 mA ","MAESTRO",2184]
[92271,"Clip_R","Clip | White | Wall Lights | powerLED 2 W 630 mA ","MAESTRO",2044]
[92272,"Clip_R","Clip | Grigio | Wall Lights | powerLED 2 W 630 mA ","MAESTRO",2044]
[92273,"Clip_R","Clip | Steel | Wall Lights | powerLED 2 W 630 mA ","MAESTRO",3556]
[92275,"Beriel","Beriel | White | Ceiling lights | powerLED 1.5 W 500 mA ","MAESTRO",1260]
[92279,"Clip_R","Clip | Chrome | Wall Lights | powerLED 2 W 350 mA ","MAESTRO",2464]
[92281,"Clip_R","Clip | White | Wall Lights | powerLED 2 W 350 mA ","MAESTRO",2324]
[92282,"Clip_R","Clip | Grigio | Wall Lights | powerLED 2 W 350 mA ","MAESTRO",2324]
[92283,"Clip_R","Clip | Steel | Wall Lights | powerLED 2 W 350 mA ","MAESTRO",3808]
[92285,"Beriel","Beriel | Chrome | Ceiling lights | powerLED 1 W 350 mA ","MAESTRO",1120]
[92289,"Clip_Q","Clip | Chrome | Wall Lights | powerLED 2 W 630 mA ","MAESTRO",2324]
[92291,"Clip_Q","Clip | White | Wall Lights | powerLED 2 W 630 mA ","MAESTRO",2128]
[92292,"Clip_Q","Clip | Grigio | Wall Lights | powerLED 2 W 630 mA ","MAESTRO",2128]
[92293,"Clip_Q","Clip | Steel | Wall Lights | powerLED 2 W 630 mA ","MAESTRO",3892]
[92299,"Clip_Q","Clip | Chrome | Wall Lights | powerLED 2 W 350 mA ","MAESTRO",2744]
[92301,"Clip_Q","Clip | White | Wall Lights | powerLED 2 W 350 mA ","MAESTRO",2520]
[92302,"Clip_Q","Clip | Grigio | Wall Lights | powerLED 2 W 350 mA ","MAESTRO",2520]
[92303,"Clip_Q","Clip | Steel | Wall Lights | powerLED 2 W 350 mA ","MAESTRO",4116]
[92309,"Clip_X","Clap | Chrome | Wall Lights | powerLED 2 W 630 mA ","MAESTRO",2100]
[92311,"Clip_X","Clap | White | Wall Lights | powerLED 2 W 630 mA ","MAESTRO",2016]
[92312,"Clip_X","Clap | Grigio | Wall Lights | powerLED 2 W 630 mA ","MAESTRO",2016]
[92313,"Clip_X","Clap | Steel | Wall Lights | powerLED 2 W 630 mA ","MAESTRO",3248]
[92316,"Petit_R","Petit | White | Wall recessed | powerLED 1 W 350 mA ","MAESTRO",980]
[92317,"Petit_R","Petit | Chrome | Wall recessed | powerLED 1 W 350 mA ","MAESTRO",980]
[92318,"Petit_R","Petit | Nickel | Wall recessed | powerLED 1 W 350 mA ","MAESTRO",980]
[92320,"Petit_R","Petit | White | Wall recessed | powerLED 1.5 W 500 mA ","MAESTRO",1120]
[92321,"Petit_R","Petit | Chrome | Wall recessed | powerLED 1.5 W 500 mA ","MAESTRO",1120]
[92322,"Petit_R","Petit | Nickel | Wall recessed | powerLED 1.5 W 500 mA ","MAESTRO",1120]
[92324,"Petit_Q","Petit | White | Wall recessed | powerLED 1 W 350 mA ","MAESTRO",1008]
[92325,"Petit_Q","Petit | Chrome | Wall recessed | powerLED 1 W 350 mA ","MAESTRO",1008]
[92326,"Petit_Q","Petit | Nickel | Wall recessed | powerLED 1 W 350 mA ","MAESTRO",1008]
[92328,"Petit_Q","Petit | White | Wall recessed | powerLED 1.5 W 500 mA ","MAESTRO",1148]
[92329,"Petit_Q","Petit | Chrome | Wall recessed | powerLED 1.5 W 500 mA ","MAESTRO",1148]
[92330,"Petit_Q","Petit | Nickel | Wall recessed | powerLED 1.5 W 500 mA ","MAESTRO",1148]
[92341,"Ilamt_2","Stig | White | Wall Lights | powerLED 2 W 350 mA ","MAESTRO",3500]
[92342,"Ilamt_2","Stig | Chrome | Wall Lights | powerLED 2 W 350 mA ","MAESTRO",3808]
[92343,"Ilamt_2","Stig |  | Wall Lights | powerLED 2 W 350 mA ","MAESTRO",3584]
[92344,"Ilamt_2","Stig | White | Wall Lights | powerLED 2 W 350 mA ","MAESTRO",3500]
[92345,"Ilamt_2","Stig | Chrome | Wall Lights | powerLED 2 W 350 mA ","MAESTRO",3808]
[92346,"Ilamt_2","Stig |  | Wall Lights | powerLED 2 W 350 mA ","MAESTRO",3584]
[92405,"Petit_2R","Pet | White | Wall recessed | powerLED 1 W 350 mA ","MAESTRO",1484]
[92406,"Petit_2R","Pet | Chrome | Wall recessed | powerLED 1 W 350 mA ","MAESTRO",1484]
[92407,"Petit_2R","Pet | Nickel | Wall recessed | powerLED 1 W 350 mA ","MAESTRO",1484]
[92409,"Petit_2R","Pet | White | Wall recessed | powerLED 2 W 630 mA ","MAESTRO",1540]
[92410,"Petit_2R","Pet | Chrome | Wall recessed | powerLED 2 W 630 mA ","MAESTRO",1540]
[92411,"Petit_2R","Pet | Nickel | Wall recessed | powerLED 2 W 630 mA ","MAESTRO",1540]
[92413,"Petit_2Q","Pet | White | Wall recessed | powerLED 1 W 350 mA ","MAESTRO",1652]
[92414,"Petit_2Q","Pet | Chrome | Wall recessed | powerLED 1 W 350 mA ","MAESTRO",1652]
[92415,"Petit_2Q","Pet | Nickel | Wall recessed | powerLED 1 W 350 mA ","MAESTRO",1652]
[92417,"Petit_2Q","Pet | White | Wall recessed | powerLED 2 W 630 mA ","MAESTRO",1680]
[92418,"Petit_2Q","Pet | Chrome | Wall recessed | powerLED 2 W 630 mA ","MAESTRO",1680]
[92419,"Petit_2Q","Pet | Nickel | Wall recessed | powerLED 2 W 630 mA ","MAESTRO",1680]
["92504C00","Elin","Elin",null,12180]
[92513,"Cut_R","Cut | White | Wall recessed | powerLED 2 W 630 mA ","MAESTRO",2380]
[92514,"Cut_R","Cut | Grigio | Wall recessed | powerLED 2 W 630 mA ","MAESTRO",2380]
[92558,"Cut_Q","Cut | White | Wall recessed | powerLED 2 W 630 mA ","MAESTRO",2744]
[92559,"Cut_Q","Cut | Grigio | Wall recessed | powerLED 2 W 630 mA ","MAESTRO",2744]
[92583,"Viky_R","Viky | White | Ceiling lights | powerLED 1 W 350 mA ","MAESTRO",1456]
[92584,"Viky_R","Viky | Chrome | Ceiling lights | powerLED 1 W 350 mA ","MAESTRO",1456]
[92585,"Viky_R","Viky | Nickel | Ceiling lights | powerLED 1 W 350 mA ","MAESTRO",1456]
[92587,"Viky_Q","Viky | White | Ceiling lights | powerLED 1 W 350 mA ","MAESTRO",1568]
[92588,"Viky_Q","Viky | Chrome | Ceiling lights | powerLED 1 W 350 mA ","MAESTRO",1568]
[92589,"Viky_Q","Viky | Nickel | Ceiling lights | powerLED 1 W 350 mA ","MAESTRO",1568]
[92591,"Viky_R","Viky | White | Ceiling lights | powerLED 2 W 630 mA ","MAESTRO",1484]
[92592,"Viky_R","Viky | Chrome | Ceiling lights | powerLED 2 W 630 mA ","MAESTRO",1484]
[92593,"Viky_R","Viky | Nickel | Ceiling lights | powerLED 2 W 630 mA ","MAESTRO",1484]
[92595,"Viky_Q","Viky | White | Ceiling lights | powerLED 2 W 630 mA ","MAESTRO",1596]
[92596,"Viky_Q","Viky | Chrome | Ceiling lights | powerLED 2 W 630 mA ","MAESTRO",1596]
[92597,"Viky_Q","Viky | Nickel | Ceiling lights | powerLED 2 W 630 mA ","MAESTRO",1596]
["92602C70","Tiny","Tiny",null,7560]
["92602W70","Tiny","Tiny",null,7560]
["92604C30","Aspho","Aspho",null,9520]
["92611C00","Beriel","Beriel",null,10612]
[92619,"Per","Per | White | Wall Lights | powerLED 4 W 630 mA ","MAESTRO",2800]
[92620,"Per","Per | Grigio | Wall Lights | powerLED 4 W 630 mA ","MAESTRO",2800]
[92621,"Per","Per | Corten | Wall Lights | powerLED 4 W 630 mA ","MAESTRO",2800]
[92622,"Per","Per | Steel | Wall Lights | powerLED 4 W 630 mA ","MAESTRO",3808]
[92631,"Elin","Elin | White | Ceiling lights | 5mmLED 0.5 W 24 V ","MAESTRO",672]
[92657,"Zed_2","Zed |  | Wall recessed | topLED 2 W 350 mA ","MAESTRO",2604]
[92658,"Zed_2","Zed | White | Wall recessed | topLED 2 W 350 mA ","MAESTRO",2212]
[92663,"Zed_1","Zed |  | Wall recessed | powerLED 2 W 630 mA ","MAESTRO",2016]
[92664,"Zed_1","Zed | White | Wall recessed | powerLED 2 W 630 mA ","MAESTRO",1848]
[92669,"Zed_2","Zed |  | Wall recessed | powerLED 2 W 630 mA ","MAESTRO",2408]
[92670,"Zed_2","Zed | White | Wall recessed | powerLED 2 W 630 mA ","MAESTRO",2016]
[92671,"Quara65_RI","Quara Inox | Steel | Wall recessed | powerLED 2 W 630 mA ","MAESTRO",2772]
[92672,"Quara65_QI","Quara Inox | Steel | Wall recessed | powerLED 2 W 630 mA ","MAESTRO",2856]
[92681,"Chim","Chim | Steel | Wall recessed | powerLED 4 W 630 mA ","MAESTRO",4900]
[92683,"Chim","sic | Steel | Wall recessed | powerLED 2 W 630 mA ","MAESTRO",4480]
["92685N18","Acrab","Acrab | Steel |   4000 K  Diffused",null,2716]
["92685W18","Acrab","Acrab | Steel |   3000 K  Diffused",null,2716]
["92705N18","Acrux","Acrux | Steel |   4000 K  Diffused",null,2716]
["92707N18","Alcor","Alcor | Steel |   4000 K  Diffused",null,2716]
["92707W18","Alcor","Alcor | Steel |   3000 K  Diffused",null,2716]
["92709N18","Altair","Altair | Steel |   4000 K  Diffused",null,2800]
["92709W18","Altair","Altair | Steel |   3000 K  Diffused",null,2800]
[92999,"Anton_Q","Kenny | White | Downlights | powerLED 12 W 630 mA ","MAESTRO",2660]
[93000,"Anton_Q","Kenny | Black | Downlights | powerLED 12 W 630 mA ","MAESTRO",2660]
[93112,"Admiral_POP","VERNE | White | Submerged | powerLED 2 W 630 mA ","MAESTRO",3304]
[93114,"Admiral_I","Atinox | Steel | Submerged | powerLED 2 W 630 mA ","MAESTRO",3780]
[93126,"Beret_2R","Olavif | Chrome | Uplights | powerLED 2 W 630 mA ","MAESTRO",1960]
[93127,"Beret_2R","Olavif | Nickel | Uplights | powerLED 2 W 630 mA ","MAESTRO",1960]
[93128,"Beret_2R","Olavif | Steel | Uplights | powerLED 2 W 630 mA ","MAESTRO",2296]
[93132,"Beret_2Q","Olavif | Chrome | Uplights | powerLED 2 W 630 mA ","MAESTRO",2128]
[93133,"Beret_2Q","Olavif | Nickel | Uplights | powerLED 2 W 630 mA ","MAESTRO",2128]
[93134,"Beret_2Q","Olavif | Steel | Uplights | powerLED 2 W 630 mA ","MAESTRO",2492]
[93138,"Beret_2Q","Olavif | Chrome | Uplights | powerLED 2 W 630 mA ","MAESTRO",2240]
[93139,"Beret_2Q","Olavif | Nickel | Uplights | powerLED 2 W 630 mA ","MAESTRO",2240]
[93140,"Beret_2QI","Olavif | Steel | Uplights | powerLED 2 W 630 mA ","MAESTRO",2660]
[93141,"Beret_F","Napo | Chrome | Uplights | powerLED 2 W 630 mA ","MAESTRO",2492]
["93315N30","Lof","Lof | Steel | powerLED 2 W 630 mA  4000 K  Medium flood",null,3024]
["93316C70","Tiny","Tiny",null,7560]
["93316W70","Tiny","Tiny",null,7560]
[93363,"Nicro_R","Nicro | Aluminium | Uplights | powerLED 1 W 350 mA ","MAESTRO",3136]
[93384,"Pixar_1","Pixar | White | Outdoor Projectors | powerLED 6 W 630 mA ","MAESTRO",6524]
[93385,"Pixar_1","Pixar | Grigio | Outdoor Projectors | powerLED 6 W 630 mA ","MAESTRO",6524]
[93386,"Pixar_1","Pixar | Corten | Outdoor Projectors | powerLED 6 W 630 mA ","MAESTRO",6524]
[93387,"Pixar_2","Pixar | White | Outdoor Projectors | powerLED 12 W 630 mA ","MAESTRO",8260]
[93388,"Pixar_2","Pixar | Grigio | Outdoor Projectors | powerLED 12 W 630 mA ","MAESTRO",8260]
[93389,"Pixar_2","Pixar | Corten | Outdoor Projectors | powerLED 12 W 630 mA ","MAESTRO",8260]
[93399,"Pixar_3","Pixar | White | Outdoor Projectors | powerLED 24 W 630 mA ","MAESTRO",10500]
[93400,"Pixar_3","Pixar | Grigio | Outdoor Projectors | powerLED 24 W 630 mA ","MAESTRO",10500]
[93401,"Pixar_3","Pixar | Corten | Outdoor Projectors | powerLED 24 W 630 mA ","MAESTRO",10500]
[93457,"Nicro_I","Nicrox | Steel | Uplights | powerLED 1 W 350 mA ","MAESTRO",3500]
[93458,"Nicro_Q","Nicro | Aluminium | Uplights | powerLED 1 W 350 mA ","MAESTRO",3780]
[93459,"Nicro_I","Nicrox | Steel | Uplights | powerLED 3 W 350 mA ","MAESTRO",6020]
[93495,"Admiral_I","Admiral | Steel | Submerged | powerLED 6 W 630 mA ","MAESTRO",9660]
[93498,"Admiral_I","Admiral | Steel | Submerged | powerLED 27 W 500 mA ","MAESTRO",23800]
[93499,"Admiral_JI","HERMES | Steel | Submerged | powerLED 6 W 630 mA ","MAESTRO",10220]
[93501,"Admiral_JI","HERMES | Steel | Submerged | powerLED 14 W 500 mA ","MAESTRO",18480]
[93503,"Admiral_POP","Thetis | White | Submerged | powerLED 6 W 630 mA ","MAESTRO",8736]
[93505,"Admiral_POP","Thetis | White | Submerged | powerLED 18 W 630 mA ","MAESTRO",15400]
[93506,"Admiral_POP","Thetis | White | Submerged | powerLED 27 W 500 mA ","MAESTRO",22400]
[93507,"Admiral_JPOP","Erebus | White | Submerged | powerLED 6 W 630 mA ","MAESTRO",8652]
[93509,"Admiral_JPOP","Erebus | White | Submerged | powerLED 14 W 500 mA ","MAESTRO",16044]
[93510,"Admiral_JPOP","Erebus | White | Submerged | powerLED 18 W 350 mA ","MAESTRO",24808]
[93511,"Vigilant","Vigilant | Steel | Submerged | powerLED 6 W 630 mA ","MAESTRO",9296]
[93514,"Vigilant","Vigilant | Steel | Submerged | powerLED 27 W 500 mA ","MAESTRO",24976]
[93528,"Actros_2","ASH | White | Ceiling lights | powerLED 4.5 W 500 mA ","MAESTRO",4004]
[93532,"Actros_2","ASH | White | Ceiling lights | powerLED 9 W 500 mA ","MAESTRO",6608]
[93536,"Actros_2","ASH | White | Ceiling lights | powerLED 18 W 500 mA ","MAESTRO",10024]
[93566,"Ilamt_1","Ilamt | White | Wall Lights | powerLED 2 W 630 mA ","MAESTRO",1764]
[93637,"Admiral_I","Admiral | Steel | Submerged | powerLED 12 W 630 mA ","MAESTRO",15680]
[93647,"Vigilant","Vigilant | Steel | Submerged | powerLED 12 W 630 mA ","MAESTRO",16212]
[93668,"Steelwalk","Steelwalk | Steel | Lines | powerLED 12 W 630 mA ","MAESTRO",17780]
[93669,"Steelwalk","Steelwalk | Steel | Lines | powerLED 12 W 630 mA ","MAESTRO",23380]
[93671,"Steelwalk","Steelwalk | Steel | Lines | powerLED 24 W 630 mA ","MAESTRO",23520]
[93672,"Steelwalk","Steelwalk | Steel | Lines | powerLED 24 W 630 mA ","MAESTRO",30800]
[93673,"Steelwalk","Steelwalk | Steel | Lines | powerLED 36 W 630 mA ","MAESTRO",32200]
[93674,"Steelwalk","Steelwalk | Steel | Lines | powerLED 48 W 630 mA ","MAESTRO",33600]
[93675,"Steelwalk","Steelwalk | Steel | Lines | powerLED 48 W 630 mA ","MAESTRO",40040]
[93676,"Steelwalk","Steelwalk | Steel | Lines | powerLED 60 W 630 mA ","MAESTRO",41720]
[93681,"Admiral_JI","HERMES | Steel | Submerged | powerLED 12 W 630 mA ","MAESTRO",17220]
[93685,"Admiral_JI","HERMES | Steel | Submerged | powerLED 18 W 500 mA ","MAESTRO",24500]
[93820,"Mosaic","Mosaic | White | Wall recessed | powerLED 1 W 350 mA ","MAESTRO",1008]
[93888,"Accessories","Fixing Kit",null,112]
[93905,"Astropek_V","Vistor | Grigio | Uplights | powerLED 2 W 630 mA ","MAESTRO",2772]
[93928,"Ivil_RI","Dordi | Steel | Uplights | powerLED 2 W 630 mA ","MAESTRO",5040]
[93929,"Ivil_QI","Dordi | Steel | Uplights | powerLED 2 W 630 mA ","MAESTRO",5516]
[93932,"Ivil_RI","Dordi | Steel | Uplights | powerLED 2 W 630 mA ","MAESTRO",4172]
[93933,"Ivil_QI","Dordi | Steel | Uplights | powerLED 2 W 630 mA ","MAESTRO",4536]
[93956,"Suelo_RJ","Suelo-RJ | Chrome | Uplights | powerLED 8 W 630 mA ","MAESTRO",5656]
[93957,"Suelo_RJ","Suelo-RJ | Grigio | Uplights | powerLED 8 W 630 mA ","MAESTRO",5012]
[93958,"Suelo_RJ","Suelo-RJ | Steel | Uplights | powerLED 8 W 630 mA ","MAESTRO",5656]
[93959,"Suelo_QJ","Suelo-QJ | Chrome | Uplights | powerLED 8 W 630 mA ","MAESTRO",5768]
[93960,"Suelo_QJ","Suelo-QJ | Grigio | Uplights | powerLED 8 W 630 mA ","MAESTRO",5012]
[93961,"Suelo_QJ","Suelo-QJ | Steel | Uplights | powerLED 8 W 630 mA ","MAESTRO",5768]
[93962,"Suelo_RJ","Suelo-RJ | Chrome | Uplights | powerLED 8 W 630 mA ","MAESTRO",6440]
[93963,"Suelo_RJ","Suelo-RJ | Grigio | Uplights | powerLED 8 W 630 mA ","MAESTRO",5880]
[93964,"Suelo_RJ","Suelo-RJ | Steel | Uplights | powerLED 8 W 630 mA ","MAESTRO",6440]
[93965,"Suelo_QJ","Suelo-QJ | Chrome | Uplights | powerLED 8 W 630 mA ","MAESTRO",6860]
[93966,"Suelo_QJ","Suelo-QJ | Grigio | Uplights | powerLED 8 W 630 mA ","MAESTRO",6300]
[93967,"Suelo_QJ","Suelo-QJ | Steel | Uplights | powerLED 8 W 630 mA ","MAESTRO",6860]
[93980,"Orma_R","Karlik | Aluminium | Uplights | powerLED 6 W 350 mA ","MAESTRO",6776]
[93981,"Orma_Q","Karlik | Aluminium | Uplights | powerLED 6 W 350 mA ","MAESTRO",7084]
[93982,"Techo67_RI","Techo67 | Aluminium | Downlights | powerLED 6 W 350 mA ","MAESTRO",6916]
[93983,"Techo67_QI","Techo67 | Aluminium | Downlights | powerLED 6 W 350 mA ","MAESTRO",7140]
[93986,"Ilamt_1","Ilamt | White | Wall Lights | powerLED 1 W 350 mA ","MAESTRO",1288]
[93987,"Ilamt_1","Ilamt | Chrome | Wall Lights | powerLED 1 W 350 mA ","MAESTRO",1344]
[93988,"Ilamt_1","Ilamt | Nickel | Wall Lights | powerLED 1 W 350 mA ","MAESTRO",1260]
[93990,"Techo67_R","Techo67 | Steel | Downlights | powerLED 6 W 350 mA ","MAESTRO",7308]
[93991,"Techo67_Q","Techo67 | Steel | Downlights | powerLED 6 W 350 mA ","MAESTRO",7700]
[93992,"Orma_QI","Karlik | Steel | Uplights | powerLED 6 W 350 mA ","MAESTRO",7952]
[93993,"Orma_RI","Karlik | Steel | Uplights | powerLED 6 W 350 mA ","MAESTRO",7224]
[93996,"Suelo_R","Suelo-R | Chrome | Uplights | powerLED 8 W 630 mA ","MAESTRO",5236]
["93996x07","Suelo_R","Suelo-R | Chrome | Uplights | powerLED ","MAESTRO",5572]
[93997,"Suelo_R","Suelo-R | Grigio | Uplights | powerLED 8 W 630 mA ","MAESTRO",4620]
["93997x07","Suelo_R","Suelo-R | Grigio | Uplights | powerLED ","MAESTRO",5040]
[93998,"Suelo_R","Suelo-R | Steel | Uplights | powerLED 8 W 630 mA ","MAESTRO",5236]
["93998x07","Suelo_R","Suelo-R | Steel | Uplights | powerLED ","MAESTRO",5572]
[93999,"Suelo_Q","Suelo-Q | Chrome | Uplights | powerLED 8 W 630 mA ","MAESTRO",5740]
["93999x07","Suelo_Q","Suelo-Q | Chrome | Uplights | powerLED ","MAESTRO",5936]
[94000,"Suelo_Q","Suelo-Q | Grigio | Uplights | powerLED 8 W 630 mA ","MAESTRO",4732]
["94000x07","Suelo_Q","Suelo-Q | Grigio | Uplights | powerLED ","MAESTRO",5068]
[94001,"Suelo_Q","Suelo-Q | Steel | Uplights | powerLED 8 W 630 mA ","MAESTRO",5740]
["94001x07","Suelo_Q","Suelo-Q | Steel | Uplights | powerLED ","MAESTRO",5936]
[94002,"Suelo_R","Suelo-R | Chrome | Uplights | powerLED 8 W 630 mA ","MAESTRO",6328]
[94003,"Suelo_R","Suelo-R | Grigio | Uplights | powerLED 8 W 630 mA ","MAESTRO",5572]
[94004,"Suelo_R","Suelo-R | Steel | Uplights | powerLED 8 W 630 mA ","MAESTRO",6328]
[94005,"Suelo_Q","Suelo-Q | Chrome | Uplights | powerLED 8 W 630 mA ","MAESTRO",6972]
[94006,"Suelo_Q","Suelo-Q | Grigio | Uplights | powerLED 8 W 630 mA ","MAESTRO",6188]
[94007,"Suelo_Q","Suelo-Q | Steel | Uplights | powerLED 8 W 630 mA ","MAESTRO",6972]
[94112,"New Farled","New Farled | Grigio | Outdoor Projectors | powerLED 24 W 630 mA ","MAESTRO",15064]
[94113,"New Farled","New Farled | Grigio | Outdoor Projectors | powerLED 48 W 630 mA ","MAESTRO",23800]
[94114,"New Farled","New Farled | Grigio | Outdoor Projectors | powerLED 72 W 630 mA ","MAESTRO",30800]
[94137,"Zalex","Zalex | Steel | Uplights | powerLED 6 W 630 mA ","MAESTRO",10220]
[94138,"Zalex","Zalex | Steel | Uplights | powerLED 18 W 630 mA ","MAESTRO",16940]
[94151,"Admiral_I","Atinox | Steel | Submerged | powerLED 1.9 W 220 mA ","MAESTRO",5320]
[94154,"Astropek_V","Vistor | Steel | Uplights | powerLED 2 W 630 mA ","MAESTRO",3584]
["94319W60","Kenny","Kenny | White | powerLED 12 W 630 mA  3000 K  Wide flood",null,3360]
[94345,"Sunvision_1","Sunvision | White | Track | arrayLED 30 W 840 mA ","MAESTRO",8960]
[94346,"Sunvision_1","Sunvision | Black | Track | arrayLED 30 W 840 mA ","MAESTRO",8960]
[94347,"Sunvision_1","Sunvision | Grigio | Track | arrayLED 30 W 840 mA ","MAESTRO",8960]
[94387,"Laica_1","Laica | White | Track | arrayLED 30 W 840 mA ","MAESTRO",7840]
[94388,"Laica_1","Laica | Black | Track | arrayLED 30 W 840 mA ","MAESTRO",7840]
[94389,"Laica_1","Laica | Grigio | Track | arrayLED 30 W 840 mA ","MAESTRO",7840]
[94415,"Fasim_2","Fasim 2 | Steel | Uplights | arrayLED 13 W 350 mA ","MAESTRO",12208]
[94449,"Vektor_1","Vektor | White | Track | arrayLED 30 W 840 mA ","MAESTRO",15960]
[94450,"Vektor_1","Vektor | Black | Track | arrayLED 30 W 840 mA ","MAESTRO",15960]
[94451,"Vektor_1","Vektor | Grigio | Track | arrayLED 30 W 840 mA ","MAESTRO",15960]
[94452,"Vektor_2","Vektor | White | Track | arrayLED 50 W 1300 mA ","MAESTRO",18480]
[94453,"Vektor_2","Vektor | Black | Track | arrayLED 50 W 1300 mA ","MAESTRO",18480]
[94454,"Vektor_2","Vektor | Grigio | Track | arrayLED 50 W 1300 mA ","MAESTRO",18480]
["94484N00","Edith","Edith",null,10696]
["94484W00","Edith","Edith",null,10696]
["94485N00","Edith","Edith",null,10192]
["94485W00","Edith","Edith",null,10192]
[94586,"Anton_R","Arent | White | Downlights | powerLED 12 W 630 mA ","MAESTRO",2744]
[94592,"Anton_RJ","ILJA | White | Downlights | powerLED 12 W 630 mA ","MAESTRO",3136]
[94593,"Anton_RJ","ILJA | Black | Downlights | powerLED 12 W 630 mA ","MAESTRO",3136]
[94604,"Galaktika_P","Galaktika S | White | Pendand luminaires | arrayLED 30 W 840 mA ","MAESTRO",12768]
[94605,"Galaktika_P","Galaktika S | Black | Pendand luminaires | arrayLED 30 W 840 mA ","MAESTRO",12768]
[94606,"Galaktika_P","Galaktika S | White | Pendand luminaires | arrayLED 50 W 1250 mA ","MAESTRO",14280]
[94607,"Galaktika_P","Galaktika S | Black | Pendand luminaires | arrayLED 50 W 1250 mA ","MAESTRO",14280]
[94657,"Fasim_2","Fasim 2 | Steel | Uplights | powerLED 8 W 630 mA ","MAESTRO",9632]
[94659,"Fasim_2","Fasim 2 | Steel | Uplights | powerLED 14 W 500 mA ","MAESTRO",16352]
[94712,"Laica_2","Laica | White | Track | arrayLED 40 W 1100 mA ","MAESTRO",9240]
[94713,"Laica_2","Laica | Black | Track | arrayLED 40 W 1100 mA ","MAESTRO",9240]
[94714,"Laica_2","Laica | Grigio | Track | arrayLED 40 W 1100 mA ","MAESTRO",9240]
[94721,"Galaktika_T","Galaktika S | White | Track | arrayLED 20 W 580 mA ","MAESTRO",12320]
[94722,"Galaktika_T","Galaktika S | Black | Track | arrayLED 20 W 580 mA ","MAESTRO",12320]
[94723,"Galaktika_T","Galaktika S | White | Track | arrayLED 30 W 840 mA ","MAESTRO",12684]
[94724,"Galaktika_T","Galaktika S | Black | Track | arrayLED 30 W 840 mA ","MAESTRO",12684]
[94725,"Galaktika_T","Galaktika S | White | Track | arrayLED 50 W 1250 mA ","MAESTRO",13860]
[94726,"Galaktika_T","Galaktika S | Black | Track | arrayLED 50 W 1250 mA ","MAESTRO",13860]
["94819W30","Illiuminator","Illiuminator | White | Downlights | arrayLED 15 W 400 mA  3000 K  Medium flood",null,4536]
["94819W60","Illiuminator","Illiuminator | White | Downlights | arrayLED 15 W 400 mA  3000 K  Wide flood",null,4536]
["94825W30","Illiuminator","Illiuminator | White | Downlights | arrayLED 680 mA  3000 K  Medium flood",null,5236]
["94825W60","Illiuminator","Illiuminator | White | Downlights | arrayLED 680 mA  3000 K  Wide flood",null,5236]
[94857,"Reika_Y","Reika | Aluminium | Lines | topLED 13 W 350 mA ","MAESTRO",3024]
[94858,"Reika_Y","Reika | Aluminium | Lines | topLED 23 W 500 mA ","MAESTRO",3948]
[94859,"Reika_Y","Reika | Aluminium | Lines | topLED 31 W 630 mA ","MAESTRO",5180]
[94860,"Reika_Y","Reika | Aluminium | Lines | topLED 13 W 350 mA ","MAESTRO",3220]
[94861,"Reika_Y","Reika | Aluminium | Lines | topLED 23 W 500 mA ","MAESTRO",4200]
[94862,"Reika_Y","Reika | Aluminium | Lines | topLED 31 W 630 mA ","MAESTRO",5516]
[94863,"Anton_HV","Anton_HV | White | Downlights | topLED 4.5 W 220 V ","MAESTRO",2548]
[94864,"Anton_HV","Anton_HV | White | Downlights | topLED 4.5 W 220 V ","MAESTRO",2548]
[94865,"Anton_HVJ","Anton_HVJ | White | Downlights | topLED 4.5 W 220 V ","MAESTRO",2660]
[94866,"Anton_HVJ","Anton_HVJ | White | Downlights | topLED 4.5 W 220 V ","MAESTRO",2660]
[94877,"Sunvision_2","Sunvision | White | Track | arrayLED 40 W 1100 mA ","MAESTRO",10080]
[94878,"Sunvision_2","Sunvision | Black | Track | arrayLED 40 W 1100 mA ","MAESTRO",10080]
[94879,"Sunvision_2","Sunvision | Grigio | Track | arrayLED 40 W 1100 mA ","MAESTRO",10080]
["94880N00","Edith","Edith",null,8204]
["94880W00","Edith","Edith",null,8204]
["94881N00","Edith","Edith",null,8960]
["94881W00","Edith","Edith",null,8960]
[95151,"Narcissus_1","Narcissus | Steel | Outdoor Projectors | powerLED 2 W 630 mA ","MAESTRO",6160]
[95152,"Narcissus_2","Narcissus | Steel | Outdoor Projectors | powerLED 6 W 500 mA ","MAESTRO",10360]
[95153,"Narcissus_3","Narcissus | Steel | Outdoor Projectors | powerLED 13 W 350 mA ","MAESTRO",13440]
[95154,"Vedette_QI","Vedette-Q Inox | Steel | Wall Lights | powerLED 2 W 630 mA ","MAESTRO",6244]
[95155,"Vedette_RI","Vedette-R Inox | Steel | Wall Lights | powerLED 2 W 630 mA ","MAESTRO",6132]
[95156,"Vedette_RI","Vedette-R Inox | Steel | Wall Lights | powerLED 4 W 630 mA ","MAESTRO",7476]
[95157,"Vedette_QI","Vedette-Q Inox | Steel | Wall Lights | powerLED 6 W 500 mA ","MAESTRO",8540]
[95158,"Vedette_RI","Vedette-R Inox | Steel | Wall Lights | powerLED 6 W 500 mA ","MAESTRO",8232]
[95159,"Vedette_RI","Vedette-R Inox | Steel | Wall Lights | powerLED 4 W 220 mA ","MAESTRO",10136]
[95160,"Vedette_QI","Vedette-Q Inox | Steel | Wall Lights | powerLED 13 W 350 mA ","MAESTRO",12684]
[95161,"Vedette_QI","Vedette-Q Inox | Steel | Wall Lights | powerLED 10 W 110 mA ","MAESTRO",17192]
[95162,"Vedette_RI","Vedette-R Inox | Steel | Wall Lights | powerLED 13 W 350 mA ","MAESTRO",12768]
[95239,"High Wired","High Wired | Neutral | Lines | topLED 12 W 350 mA ","MAESTRO",3248]
[95240,"High Wired","High Wired | Neutral | Lines | topLED 20 W 500 mA ","MAESTRO",4060]
[95241,"High Wired","High Wired | Neutral | Lines | topLED 35 W 1000 mA ","MAESTRO",5796]
[95245,"High Wired","High Wired | Opale | Lines | topLED 12 W 350 mA ","MAESTRO",3248]
[95246,"High Wired","High Wired | Opale | Lines | topLED 20 W 500 mA ","MAESTRO",4060]
[95247,"High Wired","High Wired | Opale | Lines | topLED 35 W 1000 mA ","MAESTRO",5796]
[95254,"HP","High Protection | Neutral | Lines | topLED 12 W 350 mA ","MAESTRO",7364]
[95255,"HP","High Protection | Neutral | Lines | topLED 20 W 500 mA ","MAESTRO",8400]
[95256,"HP","High Protection | Neutral | Lines | topLED 35 W 1000 mA ","MAESTRO",10108]
[95257,"HP","High Protection | Opale | Lines | topLED 12 W 350 mA ","MAESTRO",7364]
[95258,"HP","High Protection | Opale | Lines | topLED 20 W 500 mA ","MAESTRO",8400]
[95259,"HP","High Protection | Opale | Lines | topLED 35 W 1000 mA ","MAESTRO",10108]
[95275,"HPW","High Protection Wired | Neutral | Lines | topLED 12 W 350 mA ","MAESTRO",6384]
[95276,"HPW","High Protection Wired | Neutral | Lines | topLED 20 W 500 mA ","MAESTRO",7504]
[95277,"HPW","High Protection Wired | Neutral | Lines | topLED 35 W 1000 mA ","MAESTRO",9212]
[95281,"HPW","High Protection Wired | Opale | Lines | topLED 12 W 350 mA ","MAESTRO",6384]
[95282,"HPW","High Protection Wired | Opale | Lines | topLED 20 W 500 mA ","MAESTRO",7504]
[95283,"HPW","High Protection Wired | Opale | Lines | topLED 35 W 1000 mA ","MAESTRO",9212]
[95322,"Flash_1","Flash IP68 | Steel | Submerged | topLED 22 W 24 V ","MAESTRO",10724]
[95323,"Flash_1","Flash IP68 | Steel | Submerged | topLED 27 W 24 V ","MAESTRO",12012]
[95326,"Flash_2","Flash IP68 | Steel | Submerged | topLED 22 W 24 V ","MAESTRO",10724]
[95327,"Flash_2","Flash IP68 | Steel | Submerged | topLED 27 W 24 V ","MAESTRO",12012]
[95353,"Sunvision_1","Sunvision | White | Track | arrayLED 30 W 840 mA ","MAESTRO",8680]
[95358,"Sunvision_1","Sunvision | Black | Track | arrayLED 30 W 840 mA ","MAESTRO",8680]
[95359,"Sunvision_1","Sunvision | Grigio | Track | arrayLED 30 W 840 mA ","MAESTRO",8680]
[95360,"Sunvision_2","Sunvision | White | Track | arrayLED 40 W 1100 mA ","MAESTRO",9800]
[95361,"Sunvision_2","Sunvision | Black | Track | arrayLED 40 W 1100 mA ","MAESTRO",9800]
[95406,"Paseo","Paseo | White | Lines | topLED 6 W 200 mA ","MAESTRO",7056]
[95407,"Paseo","Paseo | White | Lines | topLED 13 W 350 mA ","MAESTRO",8400]
[95408,"Paseo","Paseo | White | Lines | topLED 19 W 500 mA ","MAESTRO",9884]
[95412,"Paseo","Paseo | White | Lines | topLED 10 W 350 mA ","MAESTRO",7364]
[95413,"Paseo","Paseo | White | Lines | topLED 18 W 500 mA ","MAESTRO",8932]
[95414,"Paseo","Paseo | White | Lines | topLED 12.5 W 350 mA ","MAESTRO",10640]
[95436,"Ice-Cut","Ice_Cut | White | Lines | topLED 6 W 24 V ","MAESTRO",1400]
[95437,"Ice-Cut","Ice_Cut | White | Lines | topLED 12 W 24 V ","MAESTRO",2100]
[95438,"Ice-Cut","Ice_Cut | White | Lines | topLED 18 W 24 V ","MAESTRO",2660]
[95454,"Arcada","Arcada-S | White | Wall Lights | powerLED 4 W 350 mA ","MAESTRO",6860]
[95458,"Arcada","Arcada-S | White | Wall Lights | powerLED 8 W 630 mA ","MAESTRO",6272]
[95474,"Concentrica_R","Concentrica-R | White | Uplights | topLED 1.4 W 24 V ","MAESTRO",2296]
[95475,"Concentrica_R","Concentrica-R | Black | Uplights | topLED 1.4 W 24 V ","MAESTRO",2296]
[95476,"Concentrica_R","Concentrica-R | Grigio | Uplights | topLED 1.4 W 24 V ","MAESTRO",2296]
[95477,"Concentrica_R","Concentrica-R | White | Uplights | topLED 1.4 W 24 V ","MAESTRO",2548]
[95478,"Concentrica_R","Concentrica-R | Black | Uplights | topLED 1.4 W 24 V ","MAESTRO",2548]
[95479,"Concentrica_R","Concentrica-R | Grigio | Uplights | topLED 1.4 W 24 V ","MAESTRO",2548]
[95480,"Sunvision_2","Sunvision | Grigio | Track | arrayLED 40 W 1100 mA ","MAESTRO",9800]
[95481,"Laica_1","Laica | White | Track | arrayLED 30 W 840 mA ","MAESTRO",7560]
[95482,"Laica_1","Laica | Black | Track | arrayLED 30 W 840 mA ","MAESTRO",7560]
[95483,"Laica_1","Laica | Grigio | Track | arrayLED 30 W 840 mA ","MAESTRO",7560]
[95484,"Laica_2","Laica | White | Track | arrayLED 40 W 1100 mA ","MAESTRO",8960]
[95485,"Laica_2","Laica | Black | Track | arrayLED 40 W 1100 mA ","MAESTRO",8960]
[95486,"Concentrica_R","Concentrica-R | White | Uplights | topLED 2.6 W 24 V ","MAESTRO",5544]
[95487,"Concentrica_R","Concentrica-R | Black | Uplights | topLED 2.6 W 24 V ","MAESTRO",5544]
[95488,"Concentrica_R","Concentrica-R | Grigio | Uplights | topLED 2.6 W 24 V ","MAESTRO",5544]
[95489,"Concentrica_R","Concentrica-R | White | Uplights | topLED 2.6 W 24 V ","MAESTRO",5852]
[95490,"Concentrica_R","Concentrica-R | Black | Uplights | topLED 2.6 W 24 V ","MAESTRO",5852]
[95491,"Concentrica_R","Concentrica-R | Grigio | Uplights | topLED 2.6 W 24 V ","MAESTRO",5852]
[95492,"Concentrica_X","Concentrica+ | White | Uplights | powerLED 1 W 350 mA ","MAESTRO",6692]
[95493,"Concentrica_X","Concentrica+ | Black | Uplights | powerLED 1 W 350 mA ","MAESTRO",6692]
[95494,"Concentrica_X","Concentrica+ | Grigio | Uplights | powerLED 1 W 350 mA ","MAESTRO",6692]
[95495,"Laica_2","Laica | Grigio | Track | arrayLED 40 W 1100 mA ","MAESTRO",8960]
[95501,"Concentrica_R","Concentrica-R | White | Uplights | topLED 4 W 24 V ","MAESTRO",7476]
[95502,"Concentrica_R","Concentrica-R | Black | Uplights | topLED 4 W 24 V ","MAESTRO",7476]
[95503,"Concentrica_R","Concentrica-R | Grigio | Uplights | topLED 4 W 24 V ","MAESTRO",7476]
[95504,"Concentrica_R","Concentrica-R | White | Uplights | topLED 4 W 24 V ","MAESTRO",7756]
[95505,"Concentrica_R","Concentrica-R | Black | Uplights | topLED 4 W 24 V ","MAESTRO",7756]
[95506,"Concentrica_R","Concentrica-R | Grigio | Uplights | topLED 4 W 24 V ","MAESTRO",7756]
[95507,"Concentrica_X","Concentrica+ | White | Uplights | powerLED 1 W 350 mA ","MAESTRO",8848]
[95508,"Concentrica_X","Concentrica+ | Black | Uplights | powerLED 1 W 350 mA ","MAESTRO",8848]
[95509,"Concentrica_X","Concentrica+ | Grigio | Uplights | powerLED 1 W 350 mA ","MAESTRO",8848]
[95510,"Vos_R","Vos-R | White | Downlights | powerLED 8 W 630 mA ","MAESTRO",2772]
[95511,"Vos_R","Vos-R | Black | Downlights | powerLED 8 W 630 mA ","MAESTRO",2772]
[95512,"Vos_R","Vos-R | White | Downlights | powerLED 15 W 400 mA ","MAESTRO",4480]
[95513,"Vos_R","Vos-R | Black | Downlights | powerLED 15 W 400 mA ","MAESTRO",4480]
[95524,"Vos_R","Vos-R | White | Downlights | powerLED 15 W 400 mA ","MAESTRO",4620]
[95525,"Vos_R","Vos-R | Black | Downlights | powerLED 15 W 400 mA ","MAESTRO",4620]
[95536,"Vos_R","Vos-R | White | Downlights | arrayLED 25 W 720 mA ","MAESTRO",5180]
[95537,"Vos_R","Vos-R | Black | Downlights | arrayLED 25 W 720 mA ","MAESTRO",5180]
[95548,"Vos_R","Vos-R | White | Downlights | arrayLED 25 W 720 mA ","MAESTRO",5460]
[95549,"Vos_R","Vos-R | Black | Downlights | arrayLED 25 W 720 mA ","MAESTRO",5460]
[95560,"Vos_Q","Vos-Q | White | Downlights | powerLED 8 W 630 mA ","MAESTRO",2772]
[95561,"Vos_Q","Vos-Q | Black | Downlights | powerLED 8 W 630 mA ","MAESTRO",2772]
[95562,"Vos_Q","Vos-Q | White | Downlights | powerLED 15 W 400 mA ","MAESTRO",4480]
[95563,"Vos_Q","Vos-Q | Black | Downlights | powerLED 15 W 400 mA ","MAESTRO",4480]
[95574,"Vos_Q","Vos-Q | White | Downlights | powerLED 15 W 400 mA ","MAESTRO",4620]
[95575,"Vos_Q","Vos-Q | Black | Downlights | powerLED 15 W 400 mA ","MAESTRO",4620]
[95586,"Vos_Q","Vos-Q | White | Downlights | arrayLED 25 W 720 mA ","MAESTRO",5180]
[95587,"Vos_Q","Vos-Q | Black | Downlights | arrayLED 25 W 720 mA ","MAESTRO",5180]
[95598,"Vos_Q","Vos-Q | White | Downlights | arrayLED 25 W 720 mA ","MAESTRO",5460]
[95599,"Vos_Q","Vos-Q | Black | Downlights | arrayLED 25 W 720 mA ","MAESTRO",5460]
[95612,"Arcada","Arcada-S | Black | Wall Lights | powerLED 4 W 350 mA ","MAESTRO",6860]
[95616,"Arcada","Arcada-S | Black | Wall Lights | powerLED 8 W 630 mA ","MAESTRO",6272]
[95619,"Arcada","Arcada-S | Grigio | Wall Lights | powerLED 4 W 350 mA ","MAESTRO",6860]
[95623,"Arcada","Arcada-S | Grigio | Wall Lights | powerLED 8 W 630 mA ","MAESTRO",6272]
[95624,"Illuminator_T","Illiuminator-T | White | Track | arrayLED 25 W 720 mA ","MAESTRO",6580]
[95625,"Illuminator_T","Illiuminator-T | Black | Track | arrayLED 25 W 720 mA ","MAESTRO",6580]
[95626,"Illuminator_T","Illiuminator-T | Grigio | Track | arrayLED 25 W 720 mA ","MAESTRO",6580]
[95700,"Warp","Warp | White | Downlights | powerLED 2 W 630 mA ","MAESTRO",1260]
[95701,"Warp","Warp | Black | Downlights | powerLED 2 W 630 mA ","MAESTRO",1260]
[95703,"Warp","Warp | Gold | Downlights | powerLED 2 W 630 mA ","MAESTRO",1596]
[95704,"Warp","Warp | White | Downlights | powerLED 8 W 630 mA ","MAESTRO",2268]
[95705,"Warp","Warp | Black | Downlights | powerLED 8 W 630 mA ","MAESTRO",2268]
[95707,"Warp","Warp | Gold | Downlights | powerLED 8 W 630 mA ","MAESTRO",3052]
[95708,"Warp","Warp | White | Downlights | powerLED 15 W 400 mA ","MAESTRO",3920]
[95709,"Warp","Warp | Black | Downlights | powerLED 15 W 400 mA ","MAESTRO",3920]
[95711,"Warp","Warp | Gold | Downlights | powerLED 15 W 400 mA ","MAESTRO",4676]
[95732,"Warp","Warp | White | Downlights | powerLED 15 W 400 mA ","MAESTRO",4060]
[95733,"Warp","Warp | Black | Downlights | powerLED 15 W 400 mA ","MAESTRO",4060]
[95735,"Warp","Warp | Gold | Downlights | powerLED 15 W 400 mA ","MAESTRO",4760]
[95739,"Edith_M","Edith Modular Ceiling | White | Ceiling lights | topLED 30 W 840 mA ","MAESTRO",7280]
[95749,"Arcada","Arcada-S | White | Wall Lights | powerLED 7.5 W 220 mA ","MAESTRO",7784]
[95750,"Arcada","Arcada-S | Black | Wall Lights | powerLED 7.5 W 220 mA ","MAESTRO",7784]
[95751,"Arcada","Arcada-S | Grigio | Wall Lights | powerLED 7.5 W 220 mA ","MAESTRO",7784]
[95756,"Warp","Warp | White | Downlights | arrayLED 25 W 720 mA ","MAESTRO",4480]
[95757,"Warp","Warp | Black | Downlights | arrayLED 25 W 720 mA ","MAESTRO",4480]
[95759,"Warp","Warp | Gold | Downlights | arrayLED 25 W 720 mA ","MAESTRO",5180]
[95770,"Pound_2","POUND 2 | White | Track | arrayLED 20 W 580 mA ","MAESTRO",8120]
[95771,"Pound_2","POUND 2 | Grigio | Track | arrayLED 20 W 580 mA ","MAESTRO",8120]
[95772,"Pound_2","POUND 2 | Black | Track | arrayLED 20 W 580 mA ","MAESTRO",8120]
[95776,"Pound_2","POUND 2 | White | Track | arrayLED 20 W 580 mA ","MAESTRO",7840]
[95777,"Pound_2","POUND 2 | Grigio | Track | arrayLED 20 W 580 mA ","MAESTRO",7840]
[95778,"Pound_2","POUND 2 | Black | Track | arrayLED 20 W 580 mA ","MAESTRO",7840]
[95779,"Suelo_RI","Suelo-R | Steel | Uplights | arrayLED 13 W 350 mA ","MAESTRO",14336]
[95780,"Warp","Warp | White | Downlights | arrayLED 25 W 720 mA ","MAESTRO",4760]
[95781,"Warp","Warp | Black | Downlights | arrayLED 25 W 720 mA ","MAESTRO",4760]
[95783,"Warp","Warp | Gold | Downlights | arrayLED 25 W 720 mA ","MAESTRO",5320]
[95784,"Sunrise_2","Sunrise 2 | White | Track | arrayLED 20 W 580 mA ","MAESTRO",8820]
[95785,"Sunrise_2","Sunrise 2 | Black | Track | arrayLED 20 W 580 mA ","MAESTRO",8820]
[95786,"Sunrise_2","Sunrise 2 | Grigio | Track | arrayLED 20 W 580 mA ","MAESTRO",8820]
[95793,"Pound_1","POUND 1  | White | Track | arrayLED 15 W 400 mA ","MAESTRO",6272]
[95794,"Pound_1","POUND 1  | Grigio | Track | arrayLED 15 W 400 mA ","MAESTRO",6272]
[95795,"Pound_1","POUND 1  | Black | Track | arrayLED 15 W 400 mA ","MAESTRO",6272]
[95796,"Pound_1","POUND 1  | White | Track | arrayLED 15 W 400 mA ","MAESTRO",5796]
[95797,"Pound_1","POUND 1  | Grigio | Track | arrayLED 15 W 400 mA ","MAESTRO",5796]
[95798,"Pound_1","POUND 1  | Black | Track | arrayLED 15 W 400 mA ","MAESTRO",5796]
[95799,"Suelo_R","Suelo-R | Grigio | Uplights | arrayLED 13 W 350 mA ","MAESTRO",11956]
["95800W30","sunrise_16","sunrise_16",null,10220]
["95800W60","sunrise_16","sunrise_16",null,10220]
[95822,"Ice-Cut","Ice_Cut | White | Lines | topLED 24 W 24 V ","MAESTRO",3640]
[95824,"Vos_RJ","Vos-RJ | White | Downlights | powerLED 8 W 630 mA ","MAESTRO",3752]
[95825,"Vos_RJ","Vos-RJ | Black | Downlights | powerLED 8 W 630 mA ","MAESTRO",3752]
[95826,"Vos_QJ","Vos-QJ | White | Downlights | powerLED 8 W 630 mA ","MAESTRO",3752]
[95827,"Vos_QJ","Vos-QJ | Black | Downlights | powerLED 8 W 630 mA ","MAESTRO",3752]
[95840,"Quantum","Quantum | White | Downlights | powerLED 2 W 630 mA ","MAESTRO",1260]
[95841,"Quantum","Quantum | Black | Downlights | powerLED 2 W 630 mA ","MAESTRO",1260]
[95843,"Quantum","Quantum | White | Downlights | powerLED 6 W 500 mA ","MAESTRO",2716]
[95844,"Quantum","Quantum | Black | Downlights | powerLED 6 W 500 mA ","MAESTRO",2716]
[95849,"Quantum","Quantum | White | Downlights | powerLED 15 W 400 mA ","MAESTRO",5096]
[95850,"Quantum","Quantum | Black | Downlights | powerLED 15 W 400 mA ","MAESTRO",5096]
[95852,"Quantum","Quantum | White | Downlights | powerLED 15 W 400 mA ","MAESTRO",5376]
[95853,"Quantum","Quantum | Black | Downlights | powerLED 15 W 400 mA ","MAESTRO",5376]
[95857,"Vos_QY","Vos-QY | White | Downlights | arrayLED 25 W 720 mA ","MAESTRO",5180]
[95858,"Vos_QY","Vos-QY | Black | Downlights | arrayLED 25 W 720 mA ","MAESTRO",5180]
[95862,"Vedette_QI","Vedette-Q Inox | Steel | Wall Lights | powerLED 4 W 630 mA ","MAESTRO",7980]
[95863,"Vedette_QI","Vedette-Q Inox | Steel | Wall Lights | powerLED 4 W 220 mA ","MAESTRO",10584]
[95864,"Vedette_RI","Vedette-R Inox | Steel | Wall Lights | powerLED 10 W 110 mA ","MAESTRO",17416]
[95865,"Vos_RJ","Vos-RJ | White | Downlights | powerLED 15 W 400 mA ","MAESTRO",5264]
[95866,"Vos_RJ","Vos-RJ | Black | Downlights | powerLED 15 W 400 mA ","MAESTRO",5264]
[95869,"Angular_2","Angular | White | Track | arrayLED 35 W 950 mA ","MAESTRO",8400]
[95870,"Angular_2","Angular | Black | Track | arrayLED 35 W 950 mA ","MAESTRO",8400]
[95871,"Angular_2","Angular | Grigio | Track | arrayLED 35 W 950 mA ","MAESTRO",8400]
[95872,"Angular_2","Angular | White | Track | arrayLED 50 W 1300 mA ","MAESTRO",9100]
[95873,"Angular_2","Angular | Black | Track | arrayLED 50 W 1300 mA ","MAESTRO",9100]
[95874,"Angular_2","Angular | Grigio | Track | arrayLED 50 W 1300 mA ","MAESTRO",9100]
[95881,"Angular_2","Angular | White | Track | arrayLED 35 W 950 mA ","MAESTRO",7364]
[95882,"Angular_2","Angular | Black | Track | arrayLED 35 W 950 mA ","MAESTRO",7364]
[95883,"Angular_2","Angular | Grigio | Track | arrayLED 35 W 950 mA ","MAESTRO",7364]
[95884,"Angular_2","Angular | White | Track | arrayLED 50 W 1300 mA ","MAESTRO",8064]
[95885,"Angular_2","Angular | Black | Track | arrayLED 50 W 1300 mA ","MAESTRO",8064]
[95886,"Angular_2","Angular | Grigio | Track | arrayLED 50 W 1300 mA ","MAESTRO",8064]
[95941,"Illuminator_T","Illiuminator-T | White | Track | arrayLED 25 W 720 mA ","MAESTRO",6188]
[95942,"Illuminator_T","Illiuminator-T | Black | Track | arrayLED 25 W 720 mA ","MAESTRO",6188]
[95943,"Illuminator_T","Illiuminator-T | Grigio | Track | arrayLED 25 W 720 mA ","MAESTRO",6188]
[95956,"Vos_QJ","Vos-QJ | White | Downlights | powerLED 15 W 400 mA ","MAESTRO",5264]
[95957,"Vos_QJ","Vos-QJ | Black | Downlights | powerLED 15 W 400 mA ","MAESTRO",5264]
[95958,"Vos_RJ","Vos-RJ | White | Downlights | arrayLED 25 W 720 mA ","MAESTRO",6160]
[95959,"Vos_RJ","Vos-RJ | Black | Downlights | arrayLED 25 W 720 mA ","MAESTRO",6160]
[95960,"Vos_QJ","Vos-QJ | White | Downlights | arrayLED 25 W 720 mA ","MAESTRO",6160]
[95961,"Vos_QJ","Vos-QJ | Black | Downlights | arrayLED 25 W 720 mA ","MAESTRO",6160]
[95968,"Fasim_2","Fasim 2 | Steel | Uplights | powerLED 8 W 630 mA ","MAESTRO",7560]
[95969,"Fasim_2J","Fasim 2-J | Steel | Uplights | powerLED 8 W 630 mA ","MAESTRO",7420]
[95976,"Fasim_2","Fasim 2 | Steel | Uplights | powerLED 13 W 350 mA ","MAESTRO",10080]
[95977,"Fasim_2J","Fasim 2-J | Steel | Uplights | powerLED 13 W 350 mA ","MAESTRO",10948]
[95978,"Quantum_J1","Quantum-J Tilting | White | Downlights | powerLED 15 W 400 mA ","MAESTRO",6440]
[95979,"Quantum_J1","Quantum-J Tilting | Black | Downlights | powerLED 15 W 400 mA ","MAESTRO",6440]
[95984,"Quantum_J1","Quantum-J Tilting | White | Downlights | powerLED 6 W 500 mA ","MAESTRO",3668]
[95985,"Quantum_J1","Quantum-J Tilting | Black | Downlights | powerLED 6 W 500 mA ","MAESTRO",3668]
[95987,"Quantum_J1","Quantum-J Tilting | White | Downlights | powerLED 2 W 630 mA ","MAESTRO",1764]
[95988,"Quantum_J1","Quantum-J Tilting | Black | Downlights | powerLED 2 W 630 mA ","MAESTRO",1764]
[95990,"Quantum_Y","Quantum-Y | White | Downlights | powerLED 15 W 400 mA ","MAESTRO",5180]
[95991,"Quantum_Y","Quantum-Y | Black | Downlights | powerLED 15 W 400 mA ","MAESTRO",5180]
[95993,"Quantum_J1","Quantum-J Tilting | White | Downlights | powerLED 15 W 400 mA ","MAESTRO",6160]
[95994,"Quantum_J1","Quantum-J Tilting | Black | Downlights | powerLED 15 W 400 mA ","MAESTRO",6160]
[95996,"Quantum_Y","Quantum-Y | White | Downlights | powerLED 2 W 630 mA ","MAESTRO",1484]
[95997,"Quantum_Y","Quantum-Y | Black | Downlights | powerLED 2 W 630 mA ","MAESTRO",1484]
[95999,"Quantum_Y","Quantum-Y | White | Downlights | powerLED 6 W 500 mA ","MAESTRO",2548]
[96000,"Quantum_Y","Quantum-Y | Black | Downlights | powerLED 6 W 500 mA ","MAESTRO",2548]
[96002,"Quantum_Y","Quantum-Y | White | Downlights | powerLED 15 W 400 mA ","MAESTRO",4900]
[96003,"Quantum_Y","Quantum-Y | Black | Downlights | powerLED 15 W 400 mA ","MAESTRO",4900]
[96007,"Galaktika_T","Galaktika S | White | Track | arrayLED 20 W 580 mA ","MAESTRO",12096]
[96008,"Galaktika_T","Galaktika S | Black | Track | arrayLED 20 W 580 mA ","MAESTRO",12096]
[96009,"Galaktika_P","Galaktika S | White | Pendand luminaires | arrayLED 30 W 840 mA ","MAESTRO",12488]
[96010,"Galaktika_P","Galaktika S | Black | Pendand luminaires | arrayLED 30 W 840 mA ","MAESTRO",12488]
[96011,"Galaktika_T","Galaktika S | White | Track | arrayLED 30 W 840 mA ","MAESTRO",12404]
[96012,"Galaktika_T","Galaktika S | Black | Track | arrayLED 30 W 840 mA ","MAESTRO",12404]
[96013,"Galaktika_P","Galaktika S | White | Pendand luminaires | arrayLED 50 W 1250 mA ","MAESTRO",13944]
[96014,"Galaktika_P","Galaktika S | Black | Pendand luminaires | arrayLED 50 W 1250 mA ","MAESTRO",13944]
[96015,"Galaktika_T","Galaktika S | White | Track | arrayLED 50 W 1250 mA ","MAESTRO",13580]
[96016,"Galaktika_T","Galaktika S | Black | Track | arrayLED 50 W 1250 mA ","MAESTRO",13580]
[96065,"Portik_Q","Portik-Q | White | Ceiling lights | arrayLED 25 W 720 mA ","MAESTRO",11340]
[96066,"Portik_Q","Portik-Q | Black | Ceiling lights | arrayLED 25 W 720 mA ","MAESTRO",11340]
[96067,"Portik_Q","Portik-Q | Grigio | Ceiling lights | arrayLED 25 W 720 mA ","MAESTRO",11340]
[96068,"Portik_R","Portik-R | White | Ceiling lights | arrayLED 25 W 720 mA ","MAESTRO",11676]
[96069,"Portik_R","Portik-R | Black | Ceiling lights | arrayLED 25 W 720 mA ","MAESTRO",11676]
[96070,"Portik_R","Portik-R | Grigio | Ceiling lights | arrayLED 25 W 720 mA ","MAESTRO",11676]
[96071,"Portik_Q","Portik-Q | White | Ceiling lights | powerLED 13 W 350 mA ","MAESTRO",8680]
[96072,"Portik_Q","Portik-Q | Black | Ceiling lights | powerLED 13 W 350 mA ","MAESTRO",8680]
[96073,"Portik_Q","Portik-Q | Grigio | Ceiling lights | powerLED 13 W 350 mA ","MAESTRO",8680]
[96074,"Portik_R","Portik-R | White | Ceiling lights | powerLED 13 W 350 mA ","MAESTRO",7560]
[96075,"Portik_R","Portik-R | Black | Ceiling lights | powerLED 13 W 350 mA ","MAESTRO",7560]
[96076,"Portik_R","Portik-R | Grigio | Ceiling lights | powerLED 13 W 350 mA ","MAESTRO",7560]
[96077,"Portik_Q","Portik-Q | White | Ceiling lights | powerLED 4 W 350 mA ","MAESTRO",5516]
[96078,"Portik_Q","Portik-Q | Black | Ceiling lights | powerLED 4 W 350 mA ","MAESTRO",5516]
[96079,"Portik_Q","Portik-Q | Grigio | Ceiling lights | powerLED 4 W 350 mA ","MAESTRO",5516]
[96080,"Portik_R","Portik-R | White | Ceiling lights | powerLED 4 W 350 mA ","MAESTRO",4844]
["96080x07","Portik_R","Portik-R | White | Ceiling lights | powerLED ","MAESTRO",5516]
[96081,"Portik_R","Portik-R | Black | Ceiling lights | powerLED 4 W 350 mA ","MAESTRO",4844]
["96081x07","Portik_R","Portik-R | Black | Ceiling lights | powerLED ","MAESTRO",5516]
[96082,"Portik_R","Portik-R | Grigio | Ceiling lights | powerLED 4 W 350 mA ","MAESTRO",4844]
["96082x07","Portik_R","Portik-R | Grigio | Ceiling lights | powerLED ","MAESTRO",5516]
[96083,"Suelo_RI","Suelo-R | Steel | Uplights | powerLED 13 W 350 mA ","MAESTRO",12544]
[96084,"Suelo_RJI","Suelo-RJ | Steel | Uplights | powerLED 13 W 350 mA ","MAESTRO",12992]
[96085,"Suelo_R","Suelo-R | Grigio | Uplights | powerLED 13 W 350 mA ","MAESTRO",9968]
[96086,"Suelo_RJ","Suelo-RJ | Grigio | Uplights | powerLED 13 W 350 mA ","MAESTRO",10416]
[96087,"Suelo_R","Suelo-R | Grigio | Uplights | arrayLED 25 W 720 mA ","MAESTRO",11900]
[96088,"Suelo_RJ","Suelo-RJ | Grigio | Uplights | arrayLED 25 W 720 mA ","MAESTRO",13300]
[96089,"Guardian","Guardian | White | Downlights | powerLED 8 W 630 mA ","MAESTRO",7280]
["96089x07","Guardian","Guardian | White | Downlights | powerLED ","MAESTRO",7476]
[96090,"Guardian","Guardian | Black | Downlights | powerLED 8 W 630 mA ","MAESTRO",7280]
["96090x07","Guardian","Guardian | Black | Downlights | powerLED ","MAESTRO",7476]
[96091,"Guardian","Guardian | Grigio | Downlights | powerLED 8 W 630 mA ","MAESTRO",7280]
["96091x07","Guardian","Guardian | Grigio | Downlights | powerLED ","MAESTRO",7476]
[96092,"Guardian","Guardian | White | Downlights | powerLED 13 W 350 mA ","MAESTRO",9800]
[96093,"Guardian","Guardian | Black | Downlights | powerLED 13 W 350 mA ","MAESTRO",9800]
[96094,"Guardian","Guardian | Grigio | Downlights | powerLED 13 W 350 mA ","MAESTRO",9800]
[96095,"Guardian","Guardian | White | Downlights | arrayLED 25 W 720 mA ","MAESTRO",10780]
["96095x07","Guardian","Guardian | White | Downlights | arrayLED ","MAESTRO",11564]
[96096,"Guardian","Guardian | Black | Downlights | arrayLED 25 W 720 mA ","MAESTRO",10780]
["96096x07","Guardian","Guardian | Black | Downlights | arrayLED ","MAESTRO",11564]
[96097,"Guardian","Guardian | Grigio | Downlights | arrayLED 25 W 720 mA ","MAESTRO",10780]
["96097x07","Guardian","Guardian | Grigio | Downlights | arrayLED ","MAESTRO",11564]
[96098,"Orma_R","Orma | Aluminium | Uplights | powerLED 3 W 350 mA ","MAESTRO",3780]
[96099,"Orma_Q","Orma | Aluminium | Uplights | powerLED 3 W 350 mA ","MAESTRO",4480]
[96100,"Orma_RI","Orma | Steel | Uplights | powerLED 3 W 350 mA ","MAESTRO",5264]
[96101,"Orma_QI","Orma | Steel | Uplights | powerLED 3 W 350 mA ","MAESTRO",5908]
[96102,"Vedette_Q","Vedette-Q | White | Wall Lights | powerLED 2 W 630 mA ","MAESTRO",4032]
[96103,"Vedette_Q","Vedette-Q | Black | Wall Lights | powerLED 2 W 630 mA ","MAESTRO",4032]
[96104,"Vedette_Q","Vedette-Q | Grigio | Wall Lights | powerLED 2 W 630 mA ","MAESTRO",4032]
[96105,"Vedette_Q","Vedette-Q | Corten | Wall Lights | powerLED 2 W 630 mA ","MAESTRO",4032]
[96106,"Vedette_Q","Vedette-Q | White | Wall Lights | powerLED 2 W 350 mA ","MAESTRO",4620]
[96107,"Vedette_Q","Vedette-Q | Black | Wall Lights | powerLED 2 W 350 mA ","MAESTRO",4620]
[96108,"Vedette_Q","Vedette-Q | Grigio | Wall Lights | powerLED 2 W 350 mA ","MAESTRO",4620]
[96109,"Vedette_Q","Vedette-Q | Corten | Wall Lights | powerLED 2 W 350 mA ","MAESTRO",4620]
[96110,"Vedette_Q","Vedette-Q | White | Wall Lights | powerLED 8 W 630 mA ","MAESTRO",5572]
[96111,"Vedette_Q","Vedette-Q | Black | Wall Lights | powerLED 8 W 630 mA ","MAESTRO",5572]
[96112,"Vedette_Q","Vedette-Q | Grigio | Wall Lights | powerLED 8 W 630 mA ","MAESTRO",5572]
[96113,"Vedette_Q","Vedette-Q | Corten | Wall Lights | powerLED 8 W 630 mA ","MAESTRO",5572]
[96114,"Vedette_Q","Vedette-Q | White | Wall Lights | powerLED 8 W 350 mA ","MAESTRO",6580]
[96115,"Vedette_Q","Vedette-Q | Black | Wall Lights | powerLED 8 W 350 mA ","MAESTRO",6580]
[96116,"Vedette_Q","Vedette-Q | Grigio | Wall Lights | powerLED 8 W 350 mA ","MAESTRO",6580]
[96117,"Vedette_Q","Vedette-Q | Corten | Wall Lights | powerLED 8 W 350 mA ","MAESTRO",6580]
[96118,"Vedette_Q","Vedette-Q | White | Wall Lights | powerLED 15 W 400 mA ","MAESTRO",7504]
[96119,"Vedette_Q","Vedette-Q | Black | Wall Lights | powerLED 15 W 400 mA ","MAESTRO",7504]
[96120,"Vedette_Q","Vedette-Q | Grigio | Wall Lights | powerLED 15 W 400 mA ","MAESTRO",7504]
[96121,"Vedette_Q","Vedette-Q | Corten | Wall Lights | powerLED 15 W 400 mA ","MAESTRO",7504]
[96122,"Vedette_Q","Vedette-Q | White | Wall Lights | powerLED 26 W 350 mA ","MAESTRO",9828]
[96123,"Vedette_Q","Vedette-Q | Black | Wall Lights | powerLED 26 W 350 mA ","MAESTRO",9828]
[96124,"Vedette_Q","Vedette-Q | Grigio | Wall Lights | powerLED 26 W 350 mA ","MAESTRO",9828]
[96125,"Vedette_Q","Vedette-Q | Corten | Wall Lights | powerLED 26 W 350 mA ","MAESTRO",9828]
[96126,"Vedette_R","Vedette-R | White | Wall Lights | powerLED 2 W 630 mA ","MAESTRO",3836]
[96127,"Vedette_R","Vedette-R | Black | Wall Lights | powerLED 2 W 630 mA ","MAESTRO",3836]
[96128,"Vedette_R","Vedette-R | Grigio | Wall Lights | powerLED 2 W 630 mA ","MAESTRO",3836]
[96129,"Vedette_R","Vedette-R | Corten | Wall Lights | powerLED 2 W 630 mA ","MAESTRO",3836]
[96130,"Vedette_R","Vedette-R | White | Wall Lights | powerLED 2 W 350 mA ","MAESTRO",4956]
[96131,"Vedette_R","Vedette-R | Black | Wall Lights | powerLED 2 W 350 mA ","MAESTRO",4956]
[96132,"Vedette_R","Vedette-R | Grigio | Wall Lights | powerLED 2 W 350 mA ","MAESTRO",4956]
[96133,"Vedette_R","Vedette-R | Corten | Wall Lights | powerLED 2 W 350 mA ","MAESTRO",4956]
[96134,"Vedette_R","Vedette-R | White | Wall Lights | powerLED 8 W 630 mA ","MAESTRO",5376]
[96135,"Vedette_R","Vedette-R | Black | Wall Lights | powerLED 8 W 630 mA ","MAESTRO",5376]
[96136,"Vedette_R","Vedette-R | Grigio | Wall Lights | powerLED 8 W 630 mA ","MAESTRO",5376]
[96137,"Vedette_R","Vedette-R | Corten | Wall Lights | powerLED 8 W 630 mA ","MAESTRO",5376]
[96138,"Vedette_R","Vedette-R | White | Wall Lights | powerLED 8 W 350 mA ","MAESTRO",6356]
[96139,"Vedette_R","Vedette-R | Black | Wall Lights | powerLED 8 W 350 mA ","MAESTRO",6356]
[96140,"Vedette_R","Vedette-R | Grigio | Wall Lights | powerLED 8 W 350 mA ","MAESTRO",6356]
[96141,"Vedette_R","Vedette-R | Corten | Wall Lights | powerLED 8 W 350 mA ","MAESTRO",6356]
[96142,"Vedette_R","Vedette-R | White | Wall Lights | powerLED 15 W 400 mA ","MAESTRO",7336]
[96143,"Vedette_R","Vedette-R | Black | Wall Lights | powerLED 15 W 400 mA ","MAESTRO",7336]
[96144,"Vedette_R","Vedette-R | Grigio | Wall Lights | powerLED 15 W 400 mA ","MAESTRO",7336]
[96145,"Vedette_R","Vedette-R | Corten | Wall Lights | powerLED 15 W 400 mA ","MAESTRO",7336]
[96146,"Vedette_R","Vedette-R | White | Wall Lights | powerLED 26 W 350 mA ","MAESTRO",9940]
[96147,"Vedette_R","Vedette-R | Black | Wall Lights | powerLED 26 W 350 mA ","MAESTRO",9940]
[96148,"Vedette_R","Vedette-R | Grigio | Wall Lights | powerLED 26 W 350 mA ","MAESTRO",9940]
[96149,"Vedette_R","Vedette-R | Corten | Wall Lights | powerLED 26 W 350 mA ","MAESTRO",9940]
[96150,"Paseo","Paseo | Transparent | Lines | topLED 6 W 200 mA ","MAESTRO",7420]
[96151,"Paseo","Paseo | Transparent | Lines | topLED 13 W 350 mA ","MAESTRO",8960]
[96152,"Paseo","Paseo | Transparent | Lines | topLED 19 W 500 mA ","MAESTRO",10752]
[96156,"Paseo","Paseo | Transparent | Lines | topLED 10 W 350 mA ","MAESTRO",7756]
[96157,"Paseo","Paseo | Transparent | Lines | topLED 18 W 500 mA ","MAESTRO",9492]
[96158,"Paseo","Paseo | Transparent | Lines | topLED 12.5 W 350 mA ","MAESTRO",11620]
[96196,"Paseo_X","Paseo_X | Transparent | Lines | powerLED 7.5 W 220 mA ","MAESTRO",12600]
[96197,"Paseo_X","Paseo_X | Transparent | Lines | powerLED 15 W 220 mA ","MAESTRO",17108]
[96201,"Techo67_R","Tonki | Aluminium | Downlights | powerLED 3 W 350 mA ","MAESTRO",3556]
[96202,"Techo67_Q","Tonki | Aluminium | Downlights | powerLED 3 W 350 mA ","MAESTRO",4396]
[96203,"Techo67_RI","Tonki | Steel | Downlights | powerLED 3 W 350 mA ","MAESTRO",5152]
[96204,"Techo67_QI","Tonki | Steel | Downlights | powerLED 3 W 350 mA ","MAESTRO",5768]
[96213,"Linien_T1","Linien-T | Aluminium | Track | topLED 18 W 500 mA ","MAESTRO",5460]
[96214,"Linien_T1","Linien-T | Aluminium | Track | topLED 34 W 500 mA ","MAESTRO",7168]
[96215,"Linien_T2","Linien-T | Aluminium | Track | topLED 36 W 500 mA ","MAESTRO",10360]
[96216,"Linien_T2","Linien-T | Aluminium | Track | topLED 68 W 500 mA ","MAESTRO",13720]
[96217,"Warp_Y","Warp-Y | White | Downlights | powerLED 8 W 630 mA ","MAESTRO",2380]
[96218,"Warp_Y","Warp-Y | Black | Downlights | powerLED 8 W 630 mA ","MAESTRO",2380]
[96220,"Warp_Y","Warp-Y | Gold | Downlights | powerLED 8 W 630 mA ","MAESTRO",3052]
[96221,"Warp_Y","Warp-Y | White | Downlights | powerLED 15 W 400 mA ","MAESTRO",3976]
[96222,"Warp_Y","Warp-Y | Black | Downlights | powerLED 15 W 400 mA ","MAESTRO",3976]
[96224,"Warp_Y","Warp-Y | Gold | Downlights | powerLED 15 W 400 mA ","MAESTRO",4760]
[96225,"Thin66","Thin 66 | Aluminium | Lines | topLED 6 W 24 V ","MAESTRO",2940]
[96226,"Thin66","Thin 66 | Aluminium | Lines | topLED 12 W 24 V ","MAESTRO",4760]
[96227,"Thin66","Thin 66 | Aluminium | Lines | topLED 18 W 24 V ","MAESTRO",6720]
[96228,"Thin66","Thin 66 | Aluminium | Lines | topLED 24 W 24 V ","MAESTRO",8400]
[96229,"Warp_Y","Warp-Y | White | Downlights | arrayLED 25 W 720 mA ","MAESTRO",4760]
[96230,"Warp_Y","Warp-Y | Black | Downlights | arrayLED 25 W 720 mA ","MAESTRO",4760]
[96232,"Warp_Y","Warp-Y | Gold | Downlights | arrayLED 25 W 720 mA ","MAESTRO",5320]
[96255,"Sunrise_4","Sunrise 4 | White | Track | arrayLED 50 W 1300 mA ","MAESTRO",12600]
[96256,"Sunrise_4","Sunrise 4 | Black | Track | arrayLED 50 W 1300 mA ","MAESTRO",12600]
[96257,"Sunrise_4","Sunrise 4 | Grigio | Track | arrayLED 50 W 1300 mA ","MAESTRO",12600]
[96264,"Quantum_J2","Quantum-J Adjustable | White | Downlights | powerLED 2 W 630 mA ","MAESTRO",2604]
[96265,"Quantum_J2","Quantum-J Adjustable | Black | Downlights | powerLED 2 W 630 mA ","MAESTRO",2604]
[96267,"Quantum_J2","Quantum-J Adjustable | White | Downlights | powerLED 6 W 500 mA ","MAESTRO",4788]
[96268,"Quantum_J2","Quantum-J Adjustable | Black | Downlights | powerLED 6 W 500 mA ","MAESTRO",4788]
[96273,"Quantum_J2","Quantum-J Adjustable | White | Downlights | powerLED 15 W 400 mA ","MAESTRO",7896]
[96274,"Quantum_J2","Quantum-J Adjustable | Black | Downlights | powerLED 15 W 400 mA ","MAESTRO",7896]
[96276,"Quantum_J2","Quantum-J Adjustable | White | Downlights | powerLED 15 W 400 mA ","MAESTRO",8176]
[96277,"Quantum_J2","Quantum-J Adjustable | Black | Downlights | powerLED 15 W 400 mA ","MAESTRO",8176]
[96279,"Sunrise_1","Sunrise 1 | White | Track | arrayLED 15 W 400 mA ","MAESTRO",7392]
[96280,"Sunrise_1","Sunrise 1 | Grigio | Track | arrayLED 15 W 400 mA ","MAESTRO",7392]
[96281,"Sunrise_1","Sunrise 1 | Black | Track | arrayLED 15 W 400 mA ","MAESTRO",7392]
[96285,"Vos_RJ","Vos-RJ | White | Downlights | arrayLED 25 W 720 mA ","MAESTRO",6440]
[96286,"Vos_RJ","Vos-RJ | Black | Downlights | arrayLED 25 W 720 mA ","MAESTRO",6440]
[96287,"Vos_QJ","Vos-QJ | White | Downlights | arrayLED 25 W 720 mA ","MAESTRO",6440]
[96288,"Vos_QJ","Vos-QJ | Black | Downlights | arrayLED 25 W 720 mA ","MAESTRO",6440]
[96359,"Quantum","Quantum | White | Downlights | arrayLED 25 W 720 mA ","MAESTRO",9520]
[96360,"Quantum","Quantum | Black | Downlights | arrayLED 25 W 720 mA ","MAESTRO",9520]
[96362,"Quantum","Quantum | Gold | Downlights | arrayLED 25 W 720 mA ","MAESTRO",9800]
[96363,"Quantum","Quantum | White | Downlights | arrayLED 25 W 720 mA ","MAESTRO",9240]
[96364,"Quantum","Quantum | Black | arrayLED 25 W 720 mA ",null,9240]
[96366,"Quantum","Quantum | Gold | Downlights | arrayLED 25 W 720 mA ","MAESTRO",9520]
[96367,"Quantum_J1","Quantum-J Tilting | White | Downlights | arrayLED 25 W 720 mA ","MAESTRO",11760]
[96368,"Quantum_J1","Quantum-J Tilting | Black | Downlights | arrayLED 25 W 720 mA ","MAESTRO",11760]
[96370,"Quantum_J1","Quantum-J Tilting | Gold | Downlights | arrayLED 25 W 720 mA ","MAESTRO",12460]
[96371,"Quantum_J1","Quantum-J Tilting | White | Downlights | arrayLED 25 W 720 mA ","MAESTRO",11480]
[96372,"Quantum_J1","Quantum-J Tilting | Black | Downlights | arrayLED 25 W 720 mA ","MAESTRO",11480]
[96374,"Quantum_J1","Quantum-J Tilting | Gold | Downlights | arrayLED 25 W 720 mA ","MAESTRO",12180]
[96383,"Morena","Morena | Aluminium | Lines | topLED 8 W 200 mA ","MAESTRO",6300]
[96384,"Morena","Morena | Aluminium | Lines | topLED 19 W 500 mA ","MAESTRO",8260]
[96395,"Vektor_1","Vektor | White | Track | arrayLED 30 W 840 mA ","MAESTRO",17640]
[96396,"Vektor_1","Vektor | Black | Track | arrayLED 30 W 840 mA ","MAESTRO",17640]
[96397,"Vektor_1","Vektor | Grigio | Track | arrayLED 30 W 840 mA ","MAESTRO",17640]
[96398,"Vektor_2","Vektor | White | Track | arrayLED 50 W 1300 mA ","MAESTRO",19320]
[96399,"Vektor_2","Vektor | Black | Track | arrayLED 50 W 1300 mA ","MAESTRO",19320]
[96400,"Vektor_2","Vektor | Grigio | Track | arrayLED 50 W 1300 mA ","MAESTRO",19320]
[96417,"Edith_M","Edith Modular Ceiling | White | Ceiling lights | topLED 30 W 840 mA ","MAESTRO",8120]
[96419,"Morena","Morena | Aluminium | Lines | topLED 8 W 220 mA ","MAESTRO",4956]
[96420,"Morena","Morena | Aluminium | Lines | topLED 19 W 500 mA ","MAESTRO",7140]
[96433,"Quantum","Quantum | Gold | Downlights | powerLED 2 W 630 mA ","MAESTRO",1596]
[96434,"Quantum","Quantum | Gold | Downlights | powerLED 6 W 500 mA ","MAESTRO",2940]
[96435,"Quantum","Quantum | Gold | Downlights | powerLED 15 W 400 mA ","MAESTRO",5432]
[96436,"Quantum","Quantum | Gold | Downlights | powerLED 15 W 400 mA ","MAESTRO",5712]
[96437,"Quantum_J1","Quantum-J Tilting | Gold | Downlights | powerLED 2 W 630 mA ","MAESTRO",2576]
[96438,"Quantum_J1","Quantum-J Tilting | Gold | Downlights | powerLED 6 W 500 mA ","MAESTRO",4340]
[96439,"Quantum_J1","Quantum-J Tilting | Gold | Downlights | powerLED 15 W 400 mA ","MAESTRO",7000]
[96440,"Quantum_J1","Quantum-J Tilting | Gold | Downlights | powerLED 15 W 400 mA ","MAESTRO",7280]
[96441,"Quantum_J2","Quantum-J Adjustable | Gold | Downlights | powerLED 2 W 630 mA ","MAESTRO",3024]
[96442,"Quantum_J2","Quantum-J Adjustable | Gold | Downlights | powerLED 6 W 500 mA ","MAESTRO",5740]
[96443,"Quantum_J2","Quantum-J Adjustable | Gold | Downlights | powerLED 15 W 400 mA ","MAESTRO",9016]
[96444,"Quantum_J2","Quantum-J Adjustable | Gold | Downlights | powerLED 15 W 400 mA ","MAESTRO",9296]
[96445,"Quantum_Y","Quantum-Y | Gold | Downlights | powerLED 2 W 630 mA ","MAESTRO",1876]
[96446,"Quantum_Y","Quantum-Y | Gold | Downlights | powerLED 6 W 500 mA ","MAESTRO",3108]
[96447,"Quantum_Y","Quantum-Y | Gold | Downlights | powerLED 15 W 400 mA ","MAESTRO",5180]
[96448,"Quantum_Y","Quantum-Y | Gold | Downlights | powerLED 15 W 400 mA ","MAESTRO",5460]
[96471,"Edith_S","Edith Surface | White | Ceiling lights | topLED 30 W 840 mA ","MAESTRO",9072]
[96472,"Edith_S","Edith Surface | White | Ceiling lights | topLED 30 W 840 mA ","MAESTRO",9464]
[96473,"Edith_S","Edith Surface | White | Ceiling lights | topLED 30 W 840 mA ","MAESTRO",10388]
[96474,"Edith_S","Edith Surface | White | Ceiling lights | topLED 30 W 840 mA ","MAESTRO",10836]
[96568,"Edith_S","Edith Surface | White | Ceiling lights | topLED 30 W 840 mA ","MAESTRO",11060]
[96570,"Edith_S","Edith Surface | White | Ceiling lights | topLED 30 W 840 mA ","MAESTRO",11200]
[96572,"Edith_S","Edith Surface | White | Ceiling lights | topLED 30 W 840 mA ","MAESTRO",12180]
[96574,"Edith_S","Edith Surface | White | Ceiling lights | topLED 30 W 840 mA ","MAESTRO",12460]
[96593,"Edith_M","Edith Modular Ceiling | White | Ceiling lights | topLED 30 W 840 mA ","MAESTRO",8400]
[96595,"Edith_M","Edith Modular Ceiling | White | Ceiling lights | topLED 30 W 840 mA ","MAESTRO",8680]
[96596,"Edith_M","Edith Modular Ceiling | White | Ceiling lights | topLED 30 W 840 mA ","MAESTRO",9240]
[96617,"Lafina_F","Lafina | Aluminium | Lines | topLED 1.7 W 24 V ","MAESTRO",2156]
[96618,"Lafina_F","Lafina | Aluminium | Lines | topLED 3.5 W 24 V ","MAESTRO",3276]
[96619,"Lafina_F","Lafina | Aluminium | Lines | topLED 6.5 W 24 V ","MAESTRO",5068]
["96621C30","Bibok_2","Bibok_2",null,7560]
["96621W30","Bibok_2","Bibok_2",null,7560]
["96623W30","Aspho","Aspho",null,9520]
["96624W30","Aspho","Aspho",null,10080]
["96625W30","Tiny","Tiny",null,7560]
["96626W30","Tiny","Tiny",null,7560]
["96627W70","Aspho","Aspho",null,8960]
["96628W70","Aspho","Aspho",null,8960]
["96629W12","Aspho","Aspho",null,9968]
["96630W30","Nitum","Nitum",null,11340]
["96631W30","Nitum","Nitum",null,11340]
["96632W30","Nitum","Nitum",null,12180]
["96633W30","Nitum","Nitum",null,12740]
[96634,"Anton_R","Anton | White | Downlights | powerLED 6 W 630 mA ","MAESTRO",1820]
[96635,"Anton_R","Effal | White | Downlights | powerLED 8 W 630 mA ","MAESTRO",1960]
["96636M30","Effal","Effal | White | powerLED 600 mA  2700 K  Medium flood",null,2772]
["96636M60","Effal","Effal | White | powerLED 600 mA  2700 K  Wide flood",null,2772]
["96636W30","Effal","Effal | White | powerLED 8 W 630 mA  3000 K  Medium flood",null,2772]
["96636W60","Effal","Effal | White | powerLED 8 W 630 mA  3000 K  Wide flood",null,2772]
["96637W60","Effal","Effal",null,6720]
["96638W30","Ellen","Ellen | White | powerLED 6 W 630 mA  3000 K  Medium flood",null,2576]
["96638W60","Ellen","Ellen | White | powerLED 6 W 630 mA  3000 K  Wide flood",null,2576]
["96639W60","KYLE","KYLE | White | powerLED 6 W 630 mA  3000 K  Wide flood",null,2100]
["96640W60","OLLE","OLLE | White | powerLED 12 W 630 mA  3000 K  Wide flood",null,4060]
[96648,"Loomia_M","Loomia Modular | White | Ceiling lights | topLED 44 W 1250 mA ","MAESTRO",10780]
[96649,"Loomia_M","Loomia Modular | Aluminium | Ceiling lights | topLED 46 W 1250 mA ","MAESTRO",11144]
[96650,"Loomia_M","Loomia Modular | White | Ceiling lights | topLED 46 W 1250 mA ","MAESTRO",11144]
[96657,"Morena_X","Morena-x | Aluminium | Lines | topLED 18 W 200 mA ","MAESTRO",18760]
[96658,"Morena_X","Morena-x | Aluminium | Lines | topLED 36 W 400 mA ","MAESTRO",23240]
[96659,"Concentrica_Q","Concentrica-Q | White | Uplights | topLED 1.4 W 24 V ","MAESTRO",6384]
[96660,"Concentrica_Q","Concentrica-Q | Black | Uplights | topLED 1.4 W 24 V ","MAESTRO",6384]
[96661,"Concentrica_Q","Concentrica-Q | Grigio | Uplights | topLED 1.4 W 24 V ","MAESTRO",6384]
[96662,"Concentrica_Q","Concentrica-Q | White | Uplights | topLED 2.6 W 24 V ","MAESTRO",11788]
[96663,"Concentrica_Q","Concentrica-Q | Black | Uplights | topLED 2.6 W 24 V ","MAESTRO",11788]
[96664,"Concentrica_Q","Concentrica-Q | Grigio | Uplights | topLED 2.6 W 24 V ","MAESTRO",11788]
["96665","Concentrica_Q","Concentrica-Q | White | Uplights | topLED 4 W 24 V ","MAESTRO",14924]
[96666,"Concentrica_Q","Concentrica-Q | Black | Uplights | topLED 4 W 24 V ","MAESTRO",14924]
[96667,"Concentrica_Q","Concentrica-Q | Grigio | Uplights | topLED 4 W 24 V ","MAESTRO",14924]
[96668,"Concentrica_Q","Concentrica-Q | White | Uplights | topLED 1.4 W 24 V ","MAESTRO",6608]
[96669,"Concentrica_Q","Concentrica-Q | Black | Uplights | topLED 1.4 W 24 V ","MAESTRO",6608]
[96670,"Concentrica_Q","Concentrica-Q | Grigio | Uplights | topLED 1.4 W 24 V ","MAESTRO",6608]
[96671,"Concentrica_Q","Concentrica-Q | White | Uplights | topLED 2.6 W 24 V ","MAESTRO",12040]
[96672,"Concentrica_Q","Concentrica-Q | Black | Uplights | topLED 2.6 W 24 V ","MAESTRO",12040]
[96673,"Concentrica_Q","Concentrica-Q | Grigio | Uplights | topLED 2.6 W 24 V ","MAESTRO",12040]
[96674,"Concentrica_Q","Concentrica-Q | White | Uplights | topLED 4 W 24 V ","MAESTRO",15120]
[96675,"Concentrica_Q","Concentrica-Q | Black | Uplights | topLED 4 W 24 V ","MAESTRO",15120]
[96676,"Concentrica_Q","Concentrica-Q | Grigio | Uplights | topLED 4 W 24 V ","MAESTRO",15120]
[96740,"Ice-Cut66","Ice_Cut66 | White | Lines | topLED 6 W 24 V ","MAESTRO",2492]
[96741,"Ice-Cut66","Ice_Cut66 | White | Lines | topLED 12 W 24 V ","MAESTRO",3220]
[96742,"Ice-Cut66","Ice_Cut66 | White | Lines | topLED 18 W 24 V ","MAESTRO",3920]
["96755","InFlex Master","Inflex | White | LED strip | topLED 7 W 24 V ","MAESTRO",644]
["96756","InFlex Slave","Inflex | White | LED strip | topLED 7 W 24 V ","MAESTRO",588]
[96801,"COB44_R","Cob44 | White | Downlights | arrayLED 7 W 700_630 mA ","MAESTRO",1260]
[96802,"COB44_R","Cob44 | Black | Downlights | arrayLED 6 W 630_700 mA ","MAESTRO",1260]
[96803,"COB44_RJ","Cob44 | White | Downlights | arrayLED 6 W 630_700 mA ","MAESTRO",1456]
[96804,"COB44_RJ","Cob44 | Black | Downlights | arrayLED 6 W 630_700 mA ","MAESTRO",1456]
[96805,"COB20_R","Cob20-R | White | Downlights | arrayLED 15 W 400 mA ","MAESTRO",3360]
[96806,"COB20_R","Cob20-R | Black | Downlights | arrayLED 15 W 400 mA ","MAESTRO",3360]
[96809,"COB20_R","Cob20-R | White | Downlights | arrayLED 25 W 720 mA ","MAESTRO",3500]
[96810,"COB20_R","Cob20-R | Black | Downlights | arrayLED 25 W 720 mA ","MAESTRO",3500]
[96811,"COB20_R","Cob20-R | White | Downlights | arrayLED 25 W 720 mA ","MAESTRO",3780]
[96812,"COB20_R","Cob20-R | Black | Downlights | arrayLED 25 W 720 mA ","MAESTRO",3780]
[96813,"COB20_R","Cob20-R | White | Downlights | arrayLED 30 W 840 mA ","MAESTRO",4200]
[96814,"COB20_R","Cob20-R | Black | Downlights | arrayLED 30 W 840 mA ","MAESTRO",4200]
[96819,"COB20_R","Cob20-R | White | Downlights | arrayLED 40 W 1100 mA ","MAESTRO",4816]
[96820,"COB20_R","Cob20-R | Black | Downlights | arrayLED 40 W 1100 mA ","MAESTRO",4816]
[96823,"COB20_Q","Cob20-Q | White | Downlights | arrayLED 15 W 400 mA ","MAESTRO",3892]
[96824,"COB20_Q","Cob20-Q | Black | Downlights | arrayLED 15 W 400 mA ","MAESTRO",3892]
[96827,"COB20_Q","Cob20-Q | White | Downlights | arrayLED 25 W 720 mA ","MAESTRO",4172]
[96828,"COB20_Q","Cob20-Q | Black | Downlights | arrayLED 25 W 720 mA ","MAESTRO",4172]
[96829,"COB20_Q","Cob20-Q | White | Downlights | arrayLED 25 W 720 mA ","MAESTRO",4620]
[96830,"COB20_Q","Cob20-Q | Black | Downlights | arrayLED 25 W 720 mA ","MAESTRO",4620]
[96831,"COB20_Q","Cob20-Q | White | Downlights | arrayLED 30 W 840 mA ","MAESTRO",4900]
[96832,"COB20_Q","Cob20-Q | Black | Downlights | arrayLED 30 W 840 mA ","MAESTRO",4900]
[96837,"COB20_Q","Cob20-Q | White | Downlights | arrayLED 40 W 1100 mA ","MAESTRO",5320]
[96838,"COB20_Q","Cob20-Q | Black | Downlights | arrayLED 40 W 1100 mA ","MAESTRO",5320]
[96841,"COB65_R","Cob65-R | White | Downlights | arrayLED 15 W 400 mA ","MAESTRO",3780]
[96842,"COB65_R","Cob65-R | Black | Downlights | arrayLED 15 W 400 mA ","MAESTRO",3780]
[96845,"COB65_R","Cob65-R | White | Downlights | arrayLED 25 W 720 mA ","MAESTRO",4004]
[96846,"COB65_R","Cob65-R | Black | Downlights | arrayLED 25 W 720 mA ","MAESTRO",4004]
[96847,"COB65_R","Cob65-R | White | Downlights | arrayLED 25 W 720 mA ","MAESTRO",4452]
[96848,"COB65_R","Cob65-R | Black | Downlights | arrayLED 25 W 720 mA ","MAESTRO",4452]
[96849,"COB65_R","Cob65-R | White | Downlights | arrayLED 30 W 840 mA ","MAESTRO",4928]
[96850,"COB65_R","Cob65-R | Black | Downlights | arrayLED 30 W 840 mA ","MAESTRO",4928]
[96855,"COB65_R","Cob65-R | White | Downlights | arrayLED 40 W 1100 mA ","MAESTRO",5740]
[96856,"COB65_R","Cob65-R | Black | Downlights | arrayLED 40 W 1100 mA ","MAESTRO",5740]
[96859,"COB65_Q","Cob65-Q | White | Downlights | arrayLED 15 W 400 mA ","MAESTRO",4200]
[96860,"COB65_Q","Cob65-Q | Black | Downlights | arrayLED 15 W 400 mA ","MAESTRO",4200]
[96863,"COB65_Q","Cob65-Q | White | Downlights | arrayLED 25 W 720 mA ","MAESTRO",4396]
[96864,"COB65_Q","Cob65-Q | Black | Downlights | arrayLED 25 W 720 mA ","MAESTRO",4396]
[96865,"COB65_Q","Cob65-Q | White | Downlights | arrayLED 25 W 720 mA ","MAESTRO",4928]
[96866,"COB65_Q","Cob65-Q | Black | Downlights | arrayLED 25 W 720 mA ","MAESTRO",4928]
[96867,"COB65_Q","Cob65-Q | White | Downlights | arrayLED 30 W 840 mA ","MAESTRO",5180]
[96868,"COB65_Q","Cob65-Q | Black | Downlights | arrayLED 30 W 840 mA ","MAESTRO",5180]
[96873,"COB65_Q","Cob65-Q | White | Downlights | arrayLED 40 W 1100 mA ","MAESTRO",5740]
[96874,"COB65_Q","Cob65-Q | Black | Downlights | arrayLED 40 W 1100 mA ","MAESTRO",5740]
[96883,"HV54_RS","HV54-RS | White | Downlights | powerLED 10 W 220 V ","MAESTRO",3360]
[96884,"HV54_RS","HV54-RS | Black | Downlights | powerLED 10 W 220 V ","MAESTRO",3360]
[96885,"HV54_RS","HV54-RS | White | Downlights | topLED 20 W 220 V ","MAESTRO",4200]
[96886,"HV54_RS","HV54-RS | Black | Downlights | topLED 20 W 220 V ","MAESTRO",4200]
[96887,"HV54_RS","HV54-RS | White | Downlights | topLED 30 W 220 V ","MAESTRO",5880]
[96888,"HV54_RS","HV54-RS | Black | Downlights | topLED 30 W 220 V ","MAESTRO",5880]
[96889,"HV54_QS","HV54-QS | White | Downlights | powerLED 10 W 220 V ","MAESTRO",3500]
[96890,"HV54_QS","HV54-QS | Black | Downlights | powerLED 10 W 220 V ","MAESTRO",3500]
[96891,"HV54_QS","HV54-QS | White | Downlights | topLED 20 W 220 V ","MAESTRO",4340]
[96892,"HV54_QS","HV54-QS | Black | Downlights | topLED 20 W 220 V ","MAESTRO",4340]
[96893,"HV54_QS","HV54-QS | White | Downlights | topLED 30 W 220 V ","MAESTRO",6020]
[96894,"HV54_QS","HV54-QS | Black | Downlights | topLED 30 W 220 V ","MAESTRO",6020]
[96900,"Loomia_M","Loomia Modular | Aluminium | Ceiling lights | topLED 44 W 1250 mA ","MAESTRO",10780]
[96901,"Loomia_M","Loomia Modular | White | Ceiling lights | topLED 32 W 900 mA ","MAESTRO",9044]
[96902,"Loomia_M","Loomia Modular | Aluminium | Ceiling lights | topLED 33 W 900 mA ","MAESTRO",9660]
[96903,"Loomia_M","Loomia Modular | White | Ceiling lights | topLED 33 W 900 mA ","MAESTRO",9660]
[96904,"Loomia_M","Loomia Modular | Aluminium | Ceiling lights | topLED 32 W 900 mA ","MAESTRO",9044]
[96916,"Footpad Flat","Footpad Flat | Steel | Uplights | powerLED 4 W 350 mA ","MAESTRO",5656]
[96917,"Suelo_RI","Suelo-R | Steel | Uplights | arrayLED 20 W 580 mA ","MAESTRO",16212]
[96918,"Suelo_RJ","Suelo-RJ | Steel | Uplights | arrayLED 20 W 580 mA ","MAESTRO",17976]
[96922,"Loomia_M","Loomia Modular | Aluminium | Ceiling lights | topLED 18 W 500 mA ","MAESTRO",4928]
[96923,"Loomia_M","Loomia Modular | White | Ceiling lights | topLED 18 W 500 mA ","MAESTRO",4928]
[96924,"Loomia_M","Loomia Modular | Aluminium | Ceiling lights | topLED 32 W 900 mA ","MAESTRO",7392]
[96925,"Loomia_M","Loomia Modular | White | Ceiling lights | topLED 32 W 900 mA ","MAESTRO",7392]
[96926,"Loomia_M","Loomia Modular | Aluminium | Ceiling lights | topLED 46 W 1250 mA ","MAESTRO",11480]
[96927,"Loomia_M","Loomia Modular | White | Ceiling lights | topLED 46 W 1250 mA ","MAESTRO",11480]
[96930,"Loomia_P","Loomia Suspended | Aluminium | Pendand luminaires | topLED 44 W 1250 mA ","MAESTRO",15204]
[96931,"Loomia_P","Loomia Suspended | White | Pendand luminaires | topLED 44 W 1250 mA ","MAESTRO",15204]
[96932,"Loomia_P","Loomia Suspended | Aluminium | Pendand luminaires | topLED 32 W 900 mA ","MAESTRO",11032]
[96933,"Loomia_P","Loomia Suspended | White | Pendand luminaires | topLED 32 W 900 mA ","MAESTRO",11032]
[96934,"Loomia_P","Loomia Suspended | Aluminium | Pendand luminaires | topLED 46 W 1250 mA ","MAESTRO",16016]
[96935,"Loomia_P","Loomia Suspended | White | Pendand luminaires | topLED 46 W 1250 mA ","MAESTRO",16016]
[96936,"Loomia_P","Loomia Suspended | Aluminium | Pendand luminaires | topLED 46 W 1250 mA ","MAESTRO",19376]
[96937,"Loomia_P","Loomia Suspended | White | Pendand luminaires | topLED 46 W 1250 mA ","MAESTRO",19376]
[96938,"Loomia_P","Loomia Suspended | Aluminium | Pendand luminaires | topLED 66 W 1800 mA ","MAESTRO",18844]
[96939,"Loomia_P","Loomia Suspended | White | Pendand luminaires | topLED 66 W 1800 mA ","MAESTRO",18844]
[96940,"Loomia_P","Loomia Suspended | Aluminium | Pendand luminaires | topLED 66 W 1800 mA ","MAESTRO",21420]
[96941,"Loomia_P","Loomia Suspended | White | Pendand luminaires | topLED 66 W 1800 mA ","MAESTRO",21420]
[96966,"Envelope_4","Envelop | White | Wall recessed | powerLED 1 W 350 mA ","MAESTRO",2408]
[96967,"Envelope_4","Envelop | Black | Wall recessed | powerLED 1 W 350 mA ","MAESTRO",2408]
[96968,"Envelope_4","Envelop | Grigio | Wall recessed | powerLED 1 W 350 mA ","MAESTRO",2408]
[96969,"Envelope_4","Envelop | Corten | Wall recessed | powerLED 1 W 350 mA ","MAESTRO",2408]
[96971,"Envelope_2","Envelop | White | Wall recessed | powerLED 1 W 350 mA ","MAESTRO",1932]
[96972,"Envelope_2","Envelop | Black | Wall recessed | powerLED 1 W 350 mA ","MAESTRO",1932]
[96973,"Envelope_2","Envelop | Grigio | Wall recessed | powerLED 1 W 350 mA ","MAESTRO",1932]
[96974,"Envelope_2","Envelop | Corten | Wall recessed | powerLED ","MAESTRO",1932]
[96976,"Envelope_1","Envelop | White | Wall recessed | powerLED 1 W 350 mA ","MAESTRO",2044]
[96977,"Envelope_1","Envelop | Black | Wall recessed | powerLED 1 W 350 mA ","MAESTRO",2044]
[96978,"Envelope_1","Envelop | Grigio | Wall recessed | powerLED 1 W 350 mA ","MAESTRO",2044]
[96979,"Envelope_1","Envelop | Corten | Wall recessed | powerLED 1 W 350 mA ","MAESTRO",2044]
[96981,"Shaker","Shaker | White | Outdoor Projectors | arrayLED 6 W 630 mA ","MAESTRO",3500]
[96982,"Shaker","Shaker | Black | Outdoor Projectors | arrayLED 6 W 630 mA ","MAESTRO",3500]
[96983,"Shaker","Shaker | Grigio | Outdoor Projectors | arrayLED 6 W 630 mA ","MAESTRO",3500]
[96984,"Eyelet_R","Eyelet | White | Outdoor Projectors | powerLED 2 W 630 mA ","MAESTRO",1540]
[96985,"Eyelet_R","Eyelet | Black | Outdoor Projectors | powerLED 2 W 630 mA ","MAESTRO",1540]
[96986,"Eyelet_R","Eyelet | Grigio | Outdoor Projectors | powerLED 2 W 630 mA ","MAESTRO",1540]
[96987,"Sand_X","Sand | White | Wall recessed | powerLED 2 W 630 mA ","MAESTRO",1540]
[96988,"Sand_X","Sand | Black | Wall recessed | powerLED 2 W 630 mA ","MAESTRO",1540]
[96989,"Shaker","Shaker | Corten | Outdoor Projectors | arrayLED 6 W 630 mA ","MAESTRO",3500]
[97044,"Ghilea","Ghilea | White | Ceiling lights | powerLED 2 W 630 mA ","MAESTRO",1624]
[97045,"Ghilea","Ghilea | Black | Ceiling lights | powerLED 2 W 630 mA ","MAESTRO",1624]
[97046,"Ghilea","Ghilea | Grigio | Ceiling lights | powerLED 2 W 630 mA ","MAESTRO",1624]
[97047,"Ghilea","Ghilea | Chrome | Ceiling lights | powerLED 2 W 630 mA ","MAESTRO",1820]
[97048,"Vedette_Q blade","Vedette-Q Lama | White | Wall Lights | powerLED 6 W 630 mA ","MAESTRO",7756]
[97049,"Vedette_Q blade","Vedette-Q Lama | Black | Wall Lights | powerLED 6 W 630 mA ","MAESTRO",7756]
[97050,"Vedette_Q blade","Vedette-Q Lama | Grigio | Wall Lights | powerLED 6 W 630 mA ","MAESTRO",7756]
[97051,"Vedette_Q blade","Vedette-Q Lama | Corten | Wall Lights | powerLED 6 W 630 mA ","MAESTRO",7756]
[97052,"Vedette_Q blade","Vedette-Q Lama | White | Wall Lights | arrayLED 6 W 630 mA ","MAESTRO",8260]
[97053,"Vedette_Q blade","Vedette-Q Lama | Black | Wall Lights | arrayLED 6 W 630 mA ","MAESTRO",8260]
[97054,"Vedette_Q blade","Vedette-Q Lama | Grigio | Wall Lights | arrayLED 6 W 630 mA ","MAESTRO",8260]
[97055,"Vedette_Q blade","Vedette-Q Lama | Corten | Wall Lights | arrayLED 6 W 630 mA ","MAESTRO",8260]
[97056,"Kler_P","Kler | White | Pendand luminaires | arrayLED 25 W 720 mA ","MAESTRO",8680]
[97057,"Kler_P","Kler | Black | Pendand luminaires | arrayLED 25 W 720 mA ","MAESTRO",8680]
[97058,"Kler_P","Kler | Grigio | Pendand luminaires | arrayLED 25 W 720 mA ","MAESTRO",8680]
[97065,"Loop66","Loop66 | White | Wall Lights | powerLED 24 W 630 mA ","MAESTRO",14504]
[97066,"Loop66","Loop66 | Black | Wall Lights | powerLED 24 W 630 mA ","MAESTRO",14504]
[97067,"Loop66","Loop66 | Grigio | Wall Lights | powerLED 24 W 630 mA ","MAESTRO",14504]
[97068,"Clivo_2","Clivo | White | Outdoor Projectors | powerLED 2 W 630 mA ","MAESTRO",3024]
[97069,"Clivo_2","Clivo | Black | Outdoor Projectors | powerLED 2 W 630 mA ","MAESTRO",3024]
[97070,"Clivo_2","Clivo | Corten | Outdoor Projectors | powerLED 2 W 630 mA ","MAESTRO",3024]
[97071,"Clivo_2","Clivo | Nickel | Outdoor Projectors | powerLED 2 W 630 mA ","MAESTRO",3220]
[97072,"Clivo_2","Clivo | Chrome | Outdoor Projectors | powerLED 2 W 630 mA ","MAESTRO",3220]
[97073,"Clivo_I","Clivo | Steel | Outdoor Projectors | powerLED 2 W 630 mA ","MAESTRO",3640]
[97080,"Ivil_R","Ivil | Chrome | Uplights | powerLED 2 W 630 mA ","MAESTRO",4116]
[97081,"Ivil_R","Ivil | Grigio | Uplights | powerLED 2 W 630 mA ","MAESTRO",4004]
[97082,"Ivil_R","Ivil | Steel | Uplights | powerLED 2 W 630 mA ","MAESTRO",4340]
[97083,"Ivil_R","Ivil | Chrome | Uplights | powerLED 2 W 630 mA ","MAESTRO",3612]
[97084,"Ivil_R","Ivil | Grigio | Uplights | powerLED 2 W 630 mA ","MAESTRO",3528]
[97085,"Ivil_R","Ivil | Steel | Uplights | powerLED 2 W 630 mA ","MAESTRO",3808]
[97086,"Ilamt66","Ilamt66 | White | Wall Lights | powerLED 2 W 630 mA ","MAESTRO",1820]
[97087,"Ilamt66","Ilamt66 | Black | Wall Lights | powerLED 2 W 630 mA ","MAESTRO",1820]
[97088,"Ilamt66","Ilamt66 | Nickel | Wall Lights | powerLED 2 W 630 mA ","MAESTRO",1820]
[97089,"Ilamt66","Ilamt66 | Chrome | Wall Lights | powerLED 2 W 630 mA ","MAESTRO",1960]
[97090,"LV54_RS","LV54-RS | White | Downlights | topLED 13 W 350 mA ","MAESTRO",2380]
[97091,"LV54_RS","LV54-RS | Black | Downlights | topLED 13 W 350 mA ","MAESTRO",2380]
[97092,"LV54_RS","LV54-RS | White | Downlights | topLED 23 W 630 mA ","MAESTRO",3080]
[97093,"LV54_RS","LV54-RS | Black | Downlights | topLED 23 W 630 mA ","MAESTRO",3080]
[97094,"LV54_RS","LV54-RS | White | Downlights | topLED 30 W 840 mA ","MAESTRO",3640]
[97095,"LV54_RS","LV54-RS | Black | Downlights | topLED 30 W 840 mA ","MAESTRO",3640]
[97096,"LV54_QS","LV54-QS | White | Downlights | topLED 13 W 350 mA ","MAESTRO",2660]
[97097,"LV54_QS","LV54-QS | Black | Downlights | topLED 13 W 350 mA ","MAESTRO",2660]
[97098,"LV54_QS","LV54-QS | White | Downlights | topLED 23 W 630 mA ","MAESTRO",3500]
[97099,"LV54_QS","LV54-QS | Black | Downlights | topLED 23 W 630 mA ","MAESTRO",3500]
[97100,"LV54_QS","LV54-QS | White | Downlights | topLED 30 W 840 mA ","MAESTRO",3920]
[97101,"LV54_QS","LV54-QS | Black | Downlights | topLED 30 W 840 mA ","MAESTRO",3920]
[97102,"Epitax","Epitax | White | Downlights | powerLED 2 W 630 mA ","MAESTRO",1484]
[97103,"Epitax","Epitax | Black | Downlights | powerLED 2 W 630 mA ","MAESTRO",1484]
[97104,"Epitax","Epitax | Gold | Downlights | powerLED 2 W 630 mA ","MAESTRO",1932]
[97105,"Epitax","Epitax | White | Downlights | powerLED 8 W 630 mA ","MAESTRO",3220]
[97106,"Epitax","Epitax | Black | Downlights | powerLED 8 W 630 mA ","MAESTRO",3220]
[97107,"Epitax","Epitax | Oro | Downlights | powerLED 8 W 630 mA ","MAESTRO",3780]
[97108,"Epitax","Epitax | White | Downlights | powerLED 15 W 400 mA ","MAESTRO",4760]
[97109,"Epitax","Epitax | Black | Downlights | powerLED 15 W 400 mA ","MAESTRO",4760]
[97110,"Epitax","Epitax | Oro | Downlights | powerLED 15 W 400 mA ","MAESTRO",5460]
[97111,"Epitax","Epitax | White | Downlights | powerLED 15 W 400 mA ","MAESTRO",5040]
[97112,"Epitax","Epitax | Black | Downlights | powerLED 15 W 400 mA ","MAESTRO",5040]
[97113,"Epitax","Epitax | Oro | Downlights | powerLED 15 W 400 mA ","MAESTRO",5740]
[97119,"LV54_RS","LV54-RS | White | Downlights | topLED 44 W 1250 mA ","MAESTRO",5180]
[97120,"LV54_RS","LV54-RS | Black | Downlights | topLED 44 W 1250 mA ","MAESTRO",5180]
[97130,"COB20_R","Cob20-R | White | Downlights | arrayLED 40 W 1100 mA ","MAESTRO",5264]
[97131,"COB20_R","Cob20-R | Black | Downlights | arrayLED 40 W 1100 mA ","MAESTRO",5264]
[97134,"COB20_R","Cob20-R | White | Downlights | arrayLED 50 W 1250 mA ","MAESTRO",5404]
[97135,"COB20_R","Cob20-R | Black | Downlights | arrayLED 50 W 1250 mA ","MAESTRO",5404]
[97136,"COB65_R","Cob65-R | White | Downlights | arrayLED 40 W 1100 mA ","MAESTRO",6160]
[97137,"COB65_R","Cob65-R | Black | Downlights | arrayLED 40 W 1100 mA ","MAESTRO",6160]
[97140,"COB65_R","Cob65-R | White | Downlights | arrayLED 50 W 1250 mA ","MAESTRO",6300]
[97141,"COB65_R","Cob65-R | Black | Downlights | arrayLED 50 W 1250 mA ","MAESTRO",6300]
[97167,"Envelope_W","Envelop_W | White | Wall recessed | topLED 1 W 24 V ","MAESTRO",2240]
[97168,"Envelope_W","Envelop_W | Black | Wall recessed | topLED 1 W 24 V ","MAESTRO",2240]
[97169,"Envelope_W","Envelop_W | Grigio | Wall recessed | topLED 1 W 24 V ","MAESTRO",2240]
[97170,"Envelope_W","Envelop_W | White | Wall recessed | topLED 1 W 24 V ","MAESTRO",2128]
[97171,"Envelope_W","Envelop_W | Black | Wall recessed | topLED 1 W 24 V ","MAESTRO",2128]
[97172,"Envelope_W","Envelop_W | Grigio | Wall recessed | topLED 1 W 24 V ","MAESTRO",2128]
[97183,"Footpad","Footpad | Steel | Uplights | powerLED 4 W 350 mA ","MAESTRO",6440]
[97185,"Vedette_Q blade","Vedette-Q Lama | White | Wall Lights | powerLED 12 W 630 mA ","MAESTRO",9968]
[97186,"Vedette_Q blade","Vedette-Q Lama | Black | Wall Lights | powerLED 12 W 630 mA ","MAESTRO",9968]
[97187,"Vedette_Q blade","Vedette-Q Lama | Grigio | Wall Lights | powerLED 12 W 630 mA ","MAESTRO",9968]
[97188,"Vedette_Q blade","Vedette-Q Lama | Corten | Wall Lights | powerLED 12 W 630 mA ","MAESTRO",9968]
[97189,"Ghilea","Ghilea |  | Ceiling lights | powerLED 2 W 630 mA ","MAESTRO",1624]
[97190,"Albatros","Albatros | White | Pendand luminaires | topLED 52 W 470 mA ","MAESTRO",19460]
[97191,"Albatros","Albatros | Grigio | Pendand luminaires | topLED 52 W 470 mA ","MAESTRO",19460]
[97192,"Albatros","Albatros | White | Pendand luminaires | topLED 52 W 470 mA ","MAESTRO",21560]
[97193,"Albatros","Albatros | Grigio | Pendand luminaires | topLED 52 W 470 mA ","MAESTRO",21560]
[97194,"Albatros","Albatros | White | Pendand luminaires | topLED 63 W 570 mA ","MAESTRO",21280]
[97195,"Albatros","Albatros | Grigio | Pendand luminaires | topLED 63 W 570 mA ","MAESTRO",21280]
[97196,"Albatros","Albatros | White | Pendand luminaires | topLED 63 W 570 mA ","MAESTRO",23240]
[97197,"Albatros","Albatros | Grigio | Pendand luminaires | topLED 63 W 570 mA ","MAESTRO",23240]
[97198,"Mini Albatros","Mini-Albatros | White | Pendand luminaires | topLED 45 W 660 mA ","MAESTRO",16240]
[97199,"Mini Albatros","Mini-Albatros | Grigio | Pendand luminaires | topLED 45 W 660 mA ","MAESTRO",16240]
[97200,"Mini Albatros","Mini-Albatros | White | Pendand luminaires | topLED 60 W 850 mA ","MAESTRO",18760]
[97201,"Mini Albatros","Mini-Albatros | Grigio | Pendand luminaires | topLED 60 W 850 mA ","MAESTRO",18760]
[97202,"Albatros Modular","Albatros Modular | White | Pendand luminaires | topLED 52 W 470 mA ","MAESTRO",20160]
[97203,"Albatros Modular","Albatros Modular | Grigio | Pendand luminaires | topLED 52 W 470 mA ","MAESTRO",20160]
[97204,"Albatros Modular","Albatros Modular | White | Pendand luminaires | topLED 52 W 470 mA ","MAESTRO",22260]
[97205,"Albatros Modular","Albatros Modular | Grigio | Pendand luminaires | topLED 52 W 470 mA ","MAESTRO",22260]
[97206,"Albatros Modular","Albatros Modular | White | Pendand luminaires | topLED 52 W 470 mA ","MAESTRO",18620]
[97207,"Albatros Modular","Albatros Modular | Grigio | Pendand luminaires | topLED 52 W 470 mA ","MAESTRO",18620]
[97208,"Albatros Modular","Albatros Modular | White | Pendand luminaires | topLED 52 W 470 mA ","MAESTRO",21000]
[97209,"Albatros Modular","Albatros Modular | Grigio | Pendand luminaires | topLED 52 W 470 mA ","MAESTRO",21000]
[97210,"Albatros Modular","Albatros Modular | White | Pendand luminaires | topLED 63 W 570 mA ","MAESTRO",21840]
[97211,"Albatros Modular","Albatros Modular | Grigio | Pendand luminaires | topLED 63 W 570 mA ","MAESTRO",21840]
[97212,"Albatros Modular","Albatros Modular | White | Pendand luminaires | topLED 63 W 570 mA ","MAESTRO",24080]
[97213,"Albatros Modular","Albatros Modular | Grigio | Pendand luminaires | topLED 63 W 570 mA ","MAESTRO",24080]
[97214,"Albatros Modular","Albatros Modular | White | Pendand luminaires | topLED 63 W 570 mA ","MAESTRO",20440]
[97215,"Albatros Modular","Albatros Modular | Grigio | Pendand luminaires | topLED 63 W 570 mA ","MAESTRO",20440]
[97216,"Albatros Modular","Albatros Modular | White | Pendand luminaires | topLED 63 W 570 mA ","MAESTRO",22680]
[97217,"Albatros Modular","Albatros Modular | Grigio | Pendand luminaires | topLED 63 W 570 mA ","MAESTRO",22680]
[97218,"Mini Albatros Modular","Mini-Albatros Modular | White | Pendand luminaires | topLED 45 W 660 mA ","MAESTRO",16576]
[97219,"Mini Albatros Modular","Mini-Albatros Modular | Grigio | Pendand luminaires | topLED 45 W 660 mA ","MAESTRO",16576]
[97220,"Mini Albatros Modular","Mini-Albatros Modular | White | Pendand luminaires | topLED 60 W 850 mA ","MAESTRO",19152]
[97221,"Mini Albatros Modular","Mini-Albatros Modular | Grigio | Pendand luminaires | topLED 60 W 850 mA ","MAESTRO",19152]
[97222,"Mini Albatros Modular","Mini-Albatros Modular | White | Pendand luminaires | topLED 45 W 660 mA ","MAESTRO",15120]
[97223,"Mini Albatros Modular","Mini-Albatros Modular | Grigio | Pendand luminaires | topLED 45 W 660 mA ","MAESTRO",15120]
[97224,"Mini Albatros Modular","Mini-Albatros Modular | White | Pendand luminaires | topLED 60 W 850 mA ","MAESTRO",17752]
[97225,"Mini Albatros Modular","Mini-Albatros Modular | Grigio | Pendand luminaires | topLED 60 W 850 mA ","MAESTRO",17752]
[97231,"Loomia_S","Loomia Surface | Aluminium | Ceiling lights | topLED 18 W 500 mA ","MAESTRO",6832]
[97232,"Loomia_S","Loomia Surface | White | Ceiling lights | topLED 18 W 500 mA ","MAESTRO",6832]
[97233,"Loomia_S","Loomia Surface | Aluminium | Ceiling lights | topLED 32 W 900 mA ","MAESTRO",11200]
[97234,"Loomia_S","Loomia Surface | White | Ceiling lights | topLED 32 W 900 mA ","MAESTRO",11200]
[97235,"Loomia_S","Loomia Surface | Aluminium | Ceiling lights | topLED 44 W 1250 mA ","MAESTRO",12656]
[97236,"Loomia_S","Loomia Surface | White | Ceiling lights | topLED 44 W 1250 mA ","MAESTRO",12656]
[97237,"Loomia_S","Loomia Surface | Aluminium | Ceiling lights | topLED 33 W 900 mA ","MAESTRO",14000]
[97238,"Loomia_S","Loomia Surface | White | Ceiling lights | topLED 33 W 900 mA ","MAESTRO",14000]
[97243,"Clear_P","Clear Suspended | Aluminium | Pendand luminaires | topLED 33 W 900 mA ","MAESTRO",14000]
[97244,"Clear_P","Clear Suspended | White | Pendand luminaires | topLED 33 W 900 mA ","MAESTRO",14000]
[97245,"Clear_P","Clear Suspended | Aluminium | Pendand luminaires | topLED 46 W 1250 mA ","MAESTRO",19040]
[97246,"Clear_P","Clear Suspended | White | Pendand luminaires | topLED 46 W 1250 mA ","MAESTRO",19040]
[97247,"Paseo_X","Paseo_RGBW | Transparent | Lines | powerLED 10 W 220 mA ","MAESTRO",20832]
[97249,"Paseo_L","Paseo_RGBW | Opale | Lines | 5mmLED 6 W 24 V ","MAESTRO",10052]
[97250,"Paseo_L","Paseo_RGBW | Opale | Lines | 5mmLED 12 W 24 V ","MAESTRO",11984]
[97251,"Paseo_L","Paseo_RGBW | Opale | Lines | 5mmLED 19 W 24 V ","MAESTRO",12880]
[97255,"Paseo_X","Paseo_X | Transparent | Lines | powerLED 7.5 W 220 mA ","MAESTRO",16520]
[97256,"Paseo_X","Paseo_X | Transparent | Lines | powerLED 7.5 W 220 mA ","MAESTRO",16800]
[97257,"Starline","Starline | Aluminium | Lines | powerLED 12 W 630 mA ","MAESTRO",14140]
[97258,"Starline","Starline | Aluminium | Lines | powerLED 24 W 630 mA ","MAESTRO",19180]
[97259,"Starline","Starline | Aluminium | Lines | powerLED 48 W 630 mA ","MAESTRO",26320]
[97260,"Starline","Starline | Aluminium | Lines | powerLED 12 W 630 mA ","MAESTRO",20720]
[97261,"Starline","Starline | Aluminium | Lines | powerLED 24 W 630 mA ","MAESTRO",26040]
[97262,"Starline","Starline | Aluminium | Lines | powerLED 48 W 630 mA ","MAESTRO",33600]
[97263,"Starline","Starline | Aluminium | Lines | powerLED 18 W 630 mA ","MAESTRO",22120]
[97264,"Starline","Starline | Aluminium | Lines | powerLED 36 W 630 mA ","MAESTRO",28560]
[97265,"Starline","Starline | Aluminium | Lines | powerLED 72 W 630 mA ","MAESTRO",37800]
[97270,"Gardener_1","Gardener | White | Outdoor Projectors | arrayLED 8 W 220 mA ","MAESTRO",5880]
[97271,"Gardener_1","Gardener | Black | Outdoor Projectors | arrayLED 8 W 220 mA ","MAESTRO",5880]
[97272,"Gardener_1","Gardener | Grigio | Outdoor Projectors | arrayLED 8 W 220 mA ","MAESTRO",5880]
[97276,"Reika66","Reika66 | Aluminium | Lines | powerLED 7.5 W 500 mA ","MAESTRO",4480]
[97278,"Reika66","Reika66 | Aluminium | Lines | powerLED 12 W 500 mA ","MAESTRO",6720]
[97283,"Reika Arch","Reika Arch | Aluminium | Lines | powerLED 7.5 W 500 mA ","MAESTRO",5320]
[97285,"Reika Arch","Reika Arch | Aluminium | Lines | powerLED 12 W 500 mA ","MAESTRO",7840]
[97290,"Cicada_LV","Cicada | White | Wall Lights | powerLED 6 W 630 mA ","MAESTRO",6328]
[97291,"Cicada_LV","Cicada | Black | Wall Lights | powerLED 6 W 630 mA ","MAESTRO",6328]
[97292,"Cicada_LV","Cicada | Grigio | Wall Lights | powerLED 6 W 630 mA ","MAESTRO",6328]
[97293,"Cicada_LV","Cicada | White | Wall Lights | powerLED 12 W 630 mA ","MAESTRO",7924]
[97294,"Cicada_LV","Cicada | Black | Wall Lights | powerLED 12 W 630 mA ","MAESTRO",7924]
[97295,"Cicada_LV","Cicada | Grigio | Wall Lights | powerLED 12 W 630 mA ","MAESTRO",7924]
[97296,"Cicada_HV","Cicada | White | Wall Lights | topLED 6 W 220 V ","MAESTRO",5460]
[97297,"Cicada_HV","Cicada | Black | Wall Lights | topLED 6 W 220 V ","MAESTRO",5460]
[97298,"Cicada_HV","Cicada | Grigio | Wall Lights | topLED 6 W 220 V ","MAESTRO",5460]
[97299,"Cicada_HV","Cicada | White | Wall Lights | topLED 12 W 220 V ","MAESTRO",7336]
[97300,"Cicada_HV","Cicada | Black | Wall Lights | topLED 12 W 220 V ","MAESTRO",7336]
[97301,"Cicada_HV","Cicada | Grigio | Wall Lights | topLED 12 W 220 V ","MAESTRO",7336]
[97302,"Cicada_LV","Cicada | White | Wall Lights | powerLED 12 W 630 mA ","MAESTRO",8652]
[97303,"Cicada_LV","Cicada | Black | Wall Lights | powerLED 12 W 630 mA ","MAESTRO",8652]
[97304,"Cicada_LV","Cicada | Grigio | Wall Lights | powerLED 132 W 630 mA ","MAESTRO",8652]
[97305,"Cicada_LV","Cicada | White | Wall Lights | powerLED 24 W 630 mA ","MAESTRO",12124]
[97306,"Cicada_LV","Cicada | Black | Wall Lights | powerLED 24 W 630 mA ","MAESTRO",12124]
[97307,"Cicada_LV","Cicada | Grigio | Wall Lights | powerLED 24 W 630 mA ","MAESTRO",12124]
[97308,"Cicada_HV","Cicada | White | Wall Lights | topLED 12 W 220 V ","MAESTRO",8120]
[97309,"Cicada_HV","Cicada | Black | Wall Lights | topLED 12 W 220 V ","MAESTRO",8120]
[97310,"Cicada_HV","Cicada | Grigio | Wall Lights | topLED 12 W 220 V ","MAESTRO",8120]
[97311,"Cicada_HV","Cicada | White | Wall Lights | topLED 24 W 220 V ","MAESTRO",11172]
[97312,"Cicada_HV","Cicada | Black | Wall Lights | topLED 24 W 220 V ","MAESTRO",11172]
[97313,"Cicada_HV","Cicada | Grigio | Wall Lights | topLED 24 W 220 V ","MAESTRO",11172]
["97314N00","Blob","Blob",null,4760]
["97314W00","Blob","Blob",null,4760]
[97315,"Sub","Sub | Steel | Submerged | powerLED 1.5 W 500 mA ","MAESTRO",2408]
[97316,"Sub","Sub | Steel | Submerged | powerLED 1.5 W 500 mA ","MAESTRO",2800]
[97317,"Sub","Sub | Steel | Submerged | powerLED 1.5 W 500 mA ","MAESTRO",2688]
[97318,"Iris67-1","Iris67 | White | Outdoor Projectors | arrayLED 13 W 350 mA ","MAESTRO",6636]
[97319,"Iris67-1","Iris67 | Black | Outdoor Projectors | arrayLED 13 W 350 mA ","MAESTRO",6636]
[97320,"Iris67-1","Iris67 | Grigio | Outdoor Projectors | arrayLED 13 W 350 mA ","MAESTRO",6636]
[97321,"Iris67-2","Iris67 | White | Outdoor Projectors | arrayLED 20 W 580 mA ","MAESTRO",8120]
[97322,"Iris67-2","Iris67 | Black | Outdoor Projectors | arrayLED 20 W 580 mA ","MAESTRO",8120]
[97323,"Iris67-2","Iris67 | Grigio | Outdoor Projectors | arrayLED 20 W 580 mA ","MAESTRO",8120]
[97324,"Iris67-3","Iris67 | White | Outdoor Projectors | arrayLED 30 W 840 mA ","MAESTRO",9912]
[97325,"Iris67-3","Iris67 | Black | Outdoor Projectors | arrayLED 30 W 840 mA ","MAESTRO",9912]
[97326,"Iris67-3","Iris67 | Grigio | Outdoor Projectors | arrayLED 30 W 840 mA ","MAESTRO",9912]
[97327,"Iris_T-1","Iris_T | White | Track | arrayLED 13 W 350 mA ","MAESTRO",10500]
[97328,"Iris_T-1","Iris_T | Black | Track | arrayLED 13 W 350 mA ","MAESTRO",10500]
[97329,"Iris_T-1","Iris_T | Grigio | Track | arrayLED 13 W 350 mA ","MAESTRO",10500]
[97330,"Iris_T-2","Iris_T | White | Track | arrayLED 20 W 580 mA ","MAESTRO",14280]
[97331,"Iris_T-2","Iris_T | Black | Track | arrayLED 20 W 580 mA ","MAESTRO",14280]
[97332,"Iris_T-2","Iris_T | Grigio | Track | arrayLED 20 W 580 mA ","MAESTRO",14280]
[97333,"Iris_T-3","Iris_T | White | Track | arrayLED 30 W 840 mA ","MAESTRO",15960]
[97334,"Iris_T-3","Iris_T | Black | Track | arrayLED 30 W 840 mA ","MAESTRO",15960]
[97335,"Iris_T-3","Iris_T | Grigio | Track | arrayLED 30 W 840 mA ","MAESTRO",15960]
[97336,"Eyelet_Q","Eyelet | White | Outdoor Projectors | powerLED 2 W 630 mA ","MAESTRO",1736]
[97337,"Eyelet_Q","Eyelet | Black | Outdoor Projectors | powerLED 2 W 630 mA ","MAESTRO",1736]
[97338,"Eyelet_Q","Eyelet | Grigio | Outdoor Projectors | powerLED 2 W 630 mA ","MAESTRO",1736]
[97339,"Gus_1","GUS | White | Wall recessed | powerLED 8 W 630 mA ","MAESTRO",4900]
[97340,"Gus_1","GUS |  | Wall recessed | powerLED 8 W 630 mA ","MAESTRO",5712]
[97353,"Alcor_1","Alcor | Steel | Uplights | powerLED 1.5 W 500 mA ","MAESTRO",3080]
[97354,"Alcor_1","Acrab | Steel | Uplights | powerLED 1.5 W 500 mA ","MAESTRO",3192]
[97355,"Alcor_2","Acrux | Steel | Uplights | powerLED 1.5 W 500 mA ","MAESTRO",3304]
[97356,"Alcor_4","Altair | Steel | Uplights | powerLED 1.5 W 500 mA ","MAESTRO",3472]
[97357,"Loop66","Loop66 | Corten | Wall Lights | powerLED 24 W 630 mA ","MAESTRO",14504]
[97364,"Gus_2","GUS | White | Wall recessed | powerLED 16 W 630 mA ","MAESTRO",8288]
[97365,"Gus_2","GUS |  | Wall recessed | powerLED 16 W 630 mA ","MAESTRO",9296]
[97366,"Suelo_R","Suelo Blade | Steel | Uplights | powerLED 13 W 350 mA ","MAESTRO",15120]
[97379,"Lafina","Lafina | Aluminium | Lines | topLED 1.7 W 24 V ","MAESTRO",2464]
[97380,"Lafina","Lafina | Aluminium | Lines | topLED 3.5 W 24 V ","MAESTRO",3724]
[97381,"Lafina","Lafina | Aluminium | Lines | topLED 6.5 W 24 V ","MAESTRO",5768]
[97387,"Gardener_1","Gardener | Corten | Outdoor Projectors | arrayLED 8 W 220 mA ","MAESTRO",5880]
[97388,"Gardener_2","Gardener | White | Outdoor Projectors | arrayLED 23 W 630 mA ","MAESTRO",9800]
[97389,"Gardener_2","Gardener | Black | Outdoor Projectors | arrayLED 23 W 630 mA ","MAESTRO",9800]
[97390,"Gardener_2","Gardener | Grigio | Outdoor Projectors | arrayLED 23 W 630 mA ","MAESTRO",9800]
[97391,"Gardener_2","Gardener | Corten | Outdoor Projectors | arrayLED 23 W 630 mA ","MAESTRO",9800]
["97396N30","COB44","COB44",null,1540]
["97396N60","COB44","COB44",null,1540]
["97396W30","COB44","COB44",null,1540]
["97396W60","COB44","COB44",null,1540]
["97397N30","COB44","COB44",null,1680]
["97397N60","COB44","COB44",null,1680]
["97397W30","COB44","COB44",null,1680]
["97397W60","COB44","COB44",null,1680]
[97398,"Blob","Blob | White | Downlights | arrayLED 25 W 720 mA ","MAESTRO",3220]
[97400,"Blob","Blob | White | Downlights | arrayLED 25 W 720 mA ","MAESTRO",2940]
[97402,"Anton_RJ","Ilien | White | Downlights | powerLED 2 W 630 mA ","MAESTRO",1960]
[97403,"Anton_RJ","Ilien | Black | Downlights | powerLED 2 W 630 mA ","MAESTRO",1960]
[97404,"Anton_RJ","Ellen | White | Downlights | powerLED 6 W 630 mA ","MAESTRO",2268]
[97405,"Anton_RJ","Ellen | Black | Downlights | powerLED 6 W 630 mA ","MAESTRO",2268]
[97417,"Anton_R","Anton |  | Downlights | powerLED 6 W 630 mA ","MAESTRO",1820]
[97418,"Anton_R","Anton | White | Downlights | powerLED 6 W 630 mA ","MAESTRO",2100]
[97420,"Anton_R","Anton |  | Downlights | powerLED 6 W 630 mA ","MAESTRO",2100]
[97422,"Anton_R","Effal |  | Downlights | powerLED 8 W 630 mA ","MAESTRO",1960]
[97423,"Anton_R","Arent | White | Downlights | powerLED 12 W 630 mA ","MAESTRO",3360]
[97425,"Anton_R","Ajust | White | Downlights | powerLED 18 W 630 mA ","MAESTRO",3920]
[97427,"Anton_RJ","LUMIL | White | Downlights | powerLED 8 W 630 mA ","MAESTRO",2772]
[97428,"Anton_RJ","LUMIL | Black | Downlights | powerLED 8 W 630 mA ","MAESTRO",2772]
[97429,"Anton_RJ","Judit | White | Downlights | powerLED 18 W 630 mA ","MAESTRO",4704]
[97430,"Anton_RJ","Judit | Black | Downlights | powerLED 18 W 630 mA ","MAESTRO",4704]
[97431,"Anton_Q","KARMA | White | Downlights | powerLED 2 W 630 mA ","MAESTRO",1624]
[97432,"Anton_Q","KARMA | Black | Downlights | powerLED 2 W 630 mA ","MAESTRO",1624]
[97433,"Anton_Q","KYLE | White | Downlights | powerLED 6 W 630 mA ","MAESTRO",2296]
[97434,"Anton_Q","KYLE | Black | Downlights | powerLED 6 W 630 mA ","MAESTRO",2296]
[97440,"Anton_QX","Karin | White | Downlights | powerLED 2 W 630 mA ","MAESTRO",2100]
[97441,"Anton_QX","Karin | Black | Downlights | powerLED 2 W 630 mA ","MAESTRO",2100]
[97442,"Anton_QX","Kerstin | White | Downlights | powerLED 12 W 630 mA ","MAESTRO",4760]
[97443,"Anton_QX","Kerstin | Black | Downlights | powerLED 12 W 630 mA ","MAESTRO",4760]
[97448,"Dave Pro_1","Dave Pro 1 | White | Downlights | arrayLED 25 W 720 mA ","MAESTRO",5740]
[97449,"Dave Pro_1","Dave Pro 1 | Black | Downlights | arrayLED 25 W 720 mA ","MAESTRO",5740]
[97452,"Dave Pro_1","Dave Pro 1 | White | Downlights | arrayLED 25 W 720 mA ","MAESTRO",5460]
[97453,"Dave Pro_1","Dave Pro 1 | Black | Downlights | arrayLED 25 W 720 mA ","MAESTRO",5460]
[97454,"Dave Pro_2","Dave Pro 2 | White | Downlights | arrayLED 30 W 840 mA ","MAESTRO",8820]
[97455,"Dave Pro_2","Dave Pro 2 | Black | Downlights | arrayLED 30 W 840 mA ","MAESTRO",8820]
[97456,"Dave Pro_2","Dave Pro 2 | White | Downlights | arrayLED 40 W 1100 mA ","MAESTRO",9940]
[97457,"Dave Pro_2","Dave Pro 2 | Black | Downlights | arrayLED 40 W 1100 mA ","MAESTRO",9940]
[97458,"Dave Pro_2","Dave Pro 2 | White | Downlights | arrayLED 30 W 840 mA ","MAESTRO",8540]
[97459,"Dave Pro_2","Dave Pro 2 | Black | Downlights | arrayLED 30 W 840 mA ","MAESTRO",8540]
[97460,"Dave Pro_2","Dave Pro 2 | White | Downlights | arrayLED 40 W 1100 mA ","MAESTRO",9660]
[97461,"Dave Pro_2","Dave Pro 2 | Black | Downlights | arrayLED 40 W 1100 mA ","MAESTRO",9660]
[97470,"Mandy Pro","Mandy Pro | White | Downlights | arrayLED 25 W 720 mA ","MAESTRO",8260]
[97471,"Mandy Pro","Mandy Pro | Black | Downlights | arrayLED 25 W 720 mA ","MAESTRO",8260]
[97474,"Mandy Pro","Mandy Pro | White | Downlights | arrayLED 25 W 720 mA ","MAESTRO",7980]
[97475,"Mandy Pro","Mandy Pro | Black | Downlights | arrayLED 25 W 720 mA ","MAESTRO",7980]
[97476,"Illuminator_1","Illiuminator | White | Downlights | arrayLED 15 W 400 mA ","MAESTRO",2940]
[97477,"Illuminator_1","Illiuminator | Black | Downlights | arrayLED 15 W 400 mA ","MAESTRO",2940]
[97478,"Illuminator_1","Illiuminator | Grigio | Downlights | arrayLED 15 W 400 mA ","MAESTRO",2940]
[97482,"Illuminator_1","Illiuminator | White | Downlights | arrayLED 15 W 400 mA ","MAESTRO",2800]
[97483,"Illuminator_1","Illiuminator | Black | Downlights | arrayLED 15 W 400 mA ","MAESTRO",2800]
[97484,"Illuminator_1","Illiuminator | Grigio | Downlights | arrayLED 15 W 400 mA ","MAESTRO",2800]
[97485,"Illuminator_2","Illiuminator | White | Downlights | arrayLED 25 W 720 mA ","MAESTRO",3360]
[97486,"Illuminator_2","Illiuminator | Black | Downlights | arrayLED 25 W 720 mA ","MAESTRO",3360]
[97487,"Illuminator_2","Illiuminator | Grigio | Downlights | arrayLED 25 W 720 mA ","MAESTRO",3360]
[97491,"Illuminator_2","Illiuminator | White | Downlights | arrayLED 25 W 720 mA ","MAESTRO",3220]
[97492,"Illuminator_2","Illiuminator | Black | Downlights | arrayLED 25 W 720 mA ","MAESTRO",3220]
[97493,"Illuminator_2","Illiuminator | Grigio | Downlights | arrayLED 25 W 720 mA ","MAESTRO",3220]
[97502,"Iris_T-1","Iris_T | White | Track | arrayLED 13 W 350 mA ","MAESTRO",10780]
[97503,"Iris_T-1","Iris_T | Black | Track | arrayLED 13 W 350 mA ","MAESTRO",10780]
[97504,"Iris_T-1","Iris_T | Grigio | Track | arrayLED 13 W 350 mA ","MAESTRO",10780]
[97505,"Iris_T-2","Iris_T | White | Track | arrayLED 20 W 580 mA ","MAESTRO",14560]
[97506,"Iris_T-2","Iris_T | Black | Track | arrayLED 20 W 580 mA ","MAESTRO",14560]
[97507,"Iris_T-2","Iris_T | Grigio | Track | arrayLED 20 W 580 mA ","MAESTRO",14560]
[97508,"Iris_T-3","Iris_T | White | Track | arrayLED 30 W 840 mA ","MAESTRO",16240]
[97509,"Iris_T-3","Iris_T | Black | Track | arrayLED 30 W 840 mA ","MAESTRO",16240]
[97510,"Iris_T-3","Iris_T | Grigio | Track | arrayLED 30 W 840 mA ","MAESTRO",16240]
[97511,"Elix_R","Ophil | Grigio | Wall Lights | powerLED 2 W 630 mA ","MAESTRO",4676]
[97512,"Elix_R","Ophil | Corten | Wall Lights | powerLED 2 W 630 mA ","MAESTRO",4676]
[97513,"Elix_Q","Ophil | Grigio | Wall Lights | powerLED 2 W 630 mA ","MAESTRO",4900]
[97514,"Elix_Q","Ophil | Corten | Wall Lights | powerLED 2 W 630 mA ","MAESTRO",4900]
[97515,"Elix_R","Atsia | Grigio | Wall Lights | powerLED 6 W 630 mA ","MAESTRO",6020]
[97516,"Elix_R","Atsia | Corten | Wall Lights | powerLED 6 W 630 mA ","MAESTRO",6020]
[97517,"Elix_Q","Atsia | Grigio | Wall Lights | powerLED 6 W 630 mA ","MAESTRO",6412]
[97518,"Elix_Q","Atsia | Corten | Wall Lights | powerLED 6 W 630 mA ","MAESTRO",6412]
[97519,"Elix_R","Elix | Grigio | Wall Lights | powerLED 12 W 630 mA ","MAESTRO",10500]
[97520,"Elix_R","Elix | Corten | Wall Lights | powerLED 12 W 630 mA ","MAESTRO",10500]
[97521,"Elix_Q","Elix | Grigio | Wall Lights | powerLED 12 W 630 mA ","MAESTRO",9688]
[97522,"Elix_Q","Elix | Corten | Wall Lights | powerLED 12 W 630 mA ","MAESTRO",9688]
[97527,"Elix_R","Alf | Grigio | Wall Lights | powerLED 4 W 630 mA ","MAESTRO",4984]
[97528,"Elix_R","Alf | Corten | Wall Lights | powerLED 4 W 630 mA ","MAESTRO",4984]
[97529,"Elix_Q","Alf | Grigio | Wall Lights | powerLED 4 W 630 mA ","MAESTRO",5516]
[97530,"Elix_Q","Alf | Corten | Wall Lights | powerLED 4 W 630 mA ","MAESTRO",5516]
[97531,"Elix_R","FLOU | Grigio | Wall Lights | powerLED 12 W 630 mA ","MAESTRO",7728]
[97532,"Elix_R","FLOU | Corten | Wall Lights | powerLED 12 W 630 mA ","MAESTRO",7728]
[97533,"Elix_Q","FLOU | Grigio | Wall Lights | powerLED 12 W 630 mA ","MAESTRO",8512]
[97534,"Elix_Q","FLOU | Corten | Wall Lights | powerLED 12 W 630 mA ","MAESTRO",8512]
[97557,"Sken_1R","Sken |  | Wall Lights | powerLED 2 W 630 mA ","MAESTRO",4704]
[97558,"Sken_1R","Sken | Chrome | Wall Lights | powerLED 2 W 630 mA ","MAESTRO",4704]
[97559,"Sken_1Q","Icix | Nickel | Wall Lights | powerLED 2 W 630 mA ","MAESTRO",3500]
[97560,"Sken_1Q","Icix | Chrome | Wall Lights | powerLED 2 W 630 mA ","MAESTRO",3500]
[97561,"Pli_R","Pli_R |  | Wall Lights | powerLED 2 W 630 mA ","MAESTRO",4060]
[97562,"Pli_R","Pli_R | Chrome | Wall Lights | powerLED 2 W 630 mA ","MAESTRO",4060]
[97563,"Pli_Q","Pli_Q |  | Wall Lights | powerLED 2 W 630 mA ","MAESTRO",4340]
[97564,"Pli_Q","Pli_Q | Chrome | Wall Lights | powerLED 2 W 630 mA ","MAESTRO",4340]
[97569,"Periskop","Periskop | White | Outdoor Projectors | powerLED 4.5 W 500 mA ","MAESTRO",3360]
[97570,"Periskop","Periskop | Black | Outdoor Projectors | powerLED 4.5 W 500 mA ","MAESTRO",3360]
[97571,"Periskop","Periskop | Grigio | Outdoor Projectors | powerLED 4.5 W 500 mA ","MAESTRO",3360]
[97572,"Periskop","Periskop | Corten | Outdoor Projectors | powerLED 4.5 W 500 mA ","MAESTRO",3360]
[97573,"Intake_S","Intake_S | Steel | Wall recessed | topLED 1 W 24 V ","MAESTRO",2212]
[97575,"Intake_S","Intake_S | Steel | Wall recessed | topLED 2.4 W 24 V ","MAESTRO",2800]
[97576,"Intake_S","Intake_S | Steel | Wall recessed | topLED 3.5 W 24 V ","MAESTRO",3108]
[97585,"Ivil_R","Ivil | Chrome | Uplights | powerLED 2 W 630 mA ","MAESTRO",3500]
[97586,"Ivil_R","Ivil | Grigio | Uplights | powerLED 2 W 630 mA ","MAESTRO",3416]
[97587,"Ivil_R","Ivil | Steel | Uplights | powerLED 2 W 630 mA ","MAESTRO",3640]
[97588,"Ivil_Q","Ivil | Chrome | Uplights | powerLED 2 W 630 mA ","MAESTRO",3920]
[97589,"Ivil_Q","Ivil | Grigio | Uplights | powerLED 2 W 630 mA ","MAESTRO",3724]
[97590,"Ivil_Q","Ivil | Steel | Uplights | powerLED 2 W 630 mA ","MAESTRO",4060]
[97591,"Ivil_R","Ivil | Chrome | Uplights | powerLED 2 W 630 mA ","MAESTRO",4060]
[97592,"Ivil_R","Ivil | Grigio | Uplights | powerLED 2 W 630 mA ","MAESTRO",3976]
[97593,"Ivil_R","Ivil | Steel | Uplights | powerLED 2 W 630 mA ","MAESTRO",4340]
[97594,"Ivil_Q","Ivil | Chrome | Uplights | powerLED 2 W 630 mA ","MAESTRO",4620]
[97595,"Ivil_Q","Ivil | Grigio | Uplights | powerLED 2 W 630 mA ","MAESTRO",4480]
[97596,"Ivil_Q","Ivil | Steel | Uplights | powerLED 2 W 630 mA ","MAESTRO",4760]
[97597,"Ivil_RJ","Otix | Chrome | Uplights | powerLED 2 W 630 mA ","MAESTRO",3836]
[97598,"Ivil_RJ","Otix | Grigio | Uplights | powerLED 2 W 630 mA ","MAESTRO",3584]
[97599,"Ivil_RJ","Otix | Steel | Uplights | powerLED 2 W 630 mA ","MAESTRO",3892]
[97600,"Ivil_QJ","Otix | Chrome | Uplights | powerLED 2 W 630 mA ","MAESTRO",4144]
[97601,"Ivil_QJ","Otix | Grigio | Uplights | powerLED 2 W 630 mA ","MAESTRO",4060]
[97602,"Ivil_QJ","Otix | Steel | Uplights | powerLED 2 W 630 mA ","MAESTRO",4396]
[97603,"Ivil_RJ","Otix | Chrome | Uplights | powerLED 2 W 630 mA ","MAESTRO",4452]
[97604,"Ivil_RJ","Otix | Grigio | Uplights | powerLED 2 W 630 mA ","MAESTRO",4340]
[97605,"Ivil_RJ","Otix | Steel | Uplights | powerLED 2 W 630 mA ","MAESTRO",4648]
[97606,"Ivil_QJ","Otix | Chrome | Uplights | powerLED 2 W 630 mA ","MAESTRO",5040]
[97607,"Ivil_QJ","Otix | Grigio | Uplights | powerLED 2 W 630 mA ","MAESTRO",4900]
[97608,"Ivil_QJ","Otix | Steel | Uplights | powerLED 2 W 630 mA ","MAESTRO",5208]
[97609,"Paseo_X","Paseo_RGBW | Transparent | Lines | powerLED 20 W 220 mA ","MAESTRO",26600]
[97611,"Paseo_X","Paseo_X | Transparent | Lines | powerLED 15 W 220 mA ","MAESTRO",21364]
[97612,"Paseo_X","Paseo_X | Transparent | Lines | powerLED 15 W 220 mA ","MAESTRO",21672]
[97613,"Insy","Insy | Chrome | powerLED 6 W 630 mA ",null,7224]
[97614,"Insy","Insy | Grigio | powerLED 6 W 630 mA ",null,6356]
[97615,"Insy","Insy | Steel | powerLED 6 W 630 mA ",null,7280]
[97616,"Insy","Insy | Chrome | powerLED 6 W 630 mA ",null,7364]
[97617,"Insy","Insy | Grigio | powerLED 6 W 630 mA ",null,6356]
[97618,"Insy","Insy | Steel | powerLED 6 W 630 mA ",null,7560]
[97625,"Insy","Insy | Chrome | powerLED 6 W 630 mA ",null,8036]
[97626,"Insy","Insy | Grigio | powerLED 6 W 630 mA ",null,7420]
[97627,"Insy","Insy | Steel | powerLED 6 W 630 mA ",null,8344]
[97628,"Insy","Insy | Chrome | powerLED 6 W 630 mA ",null,8428]
[97629,"Insy","Insy | Grigio | powerLED 6 W 630 mA ",null,7420]
[97630,"Insy","Insy | Steel | powerLED 6 W 630 mA ",null,8624]
[97631,"Admiral_I","Admiral | Steel | Submerged | powerLED 6 W 24 V ","MAESTRO",8680]
[97632,"Admiral_I","Admiral | Steel | Submerged | powerLED 12 W 24 V ","MAESTRO",15120]
[97634,"Algot_R","Algot | White | Wall Lights | topLED 15 W 220 V ","MAESTRO",6412]
[97635,"Algot_R","Algot | Grigio | Wall Lights | topLED 15 W 220 V ","MAESTRO",6412]
[97638,"Admiral_I","Admiral | Steel | Submerged | powerLED 27 W 24 V ","MAESTRO",24640]
[97639,"Periskop blade","Periskop | White | Outdoor Projectors | powerLED 2 W 630 mA ","MAESTRO",3892]
[97640,"Periskop blade","Periskop | Black | Outdoor Projectors | powerLED 2 W 630 mA ","MAESTRO",3892]
[97641,"Admiral_JI","HERMES | Steel | Submerged | powerLED 6 W 24 V ","MAESTRO",9128]
[97642,"Admiral_JI","HERMES | Steel | Submerged | powerLED 12 W 24 V ","MAESTRO",16940]
[97643,"Admiral_JI","HERMES | Steel | Submerged | powerLED 14 W 24 V ","MAESTRO",18452]
[97647,"Admiral_POP","Thetis | White | Submerged | powerLED 6 W 24 V ","MAESTRO",7448]
[97648,"Admiral_POP","Thetis | White | Submerged | powerLED 18 W 24 V ","MAESTRO",14980]
[97649,"Periskop blade","Periskop | Grigio | Outdoor Projectors | powerLED 2 W 630 mA ","MAESTRO",3892]
[97650,"Periskop blade","Periskop | Corten | Outdoor Projectors | powerLED 2 W 630 mA ","MAESTRO",3892]
[97651,"Admiral_POP","Thetis | White | Submerged | powerLED 27 W 24 V ","MAESTRO",22960]
[97653,"Admiral_JPOP","Erebus | White | Submerged | powerLED 6 W 24 V ","MAESTRO",7980]
[97654,"Admiral_JPOP","Erebus | White | Submerged | powerLED 14 W 24 V ","MAESTRO",15848]
[97657,"Admiral_JPOP","Erebus | White | Submerged | powerLED 18 W 24 V ","MAESTRO",24220]
[97659,"Vigilant","Vigilant | Steel | Submerged | powerLED 6 W 24 V ","MAESTRO",8148]
[97660,"Vigilant","Vigilant | Steel | Submerged | powerLED 12 W 24 V ","MAESTRO",17108]
[97663,"Algot_RS","Algot | White | Wall Lights | topLED 15 W 220 V ","MAESTRO",6776]
[97664,"Algot_RS","Algot | Grigio | Wall Lights | topLED 15 W 220 V ","MAESTRO",6776]
[97666,"Vigilant","Vigilant | Steel | Submerged | powerLED 27 W 24 V ","MAESTRO",25760]
[97667,"Reika_2","Nefil | Aluminium | Lines | topLED 4 W 24 V ","MAESTRO",2548]
[97668,"Reika_2","Nefil | Aluminium | Lines | topLED 6 W 24 V ","MAESTRO",2996]
[97669,"Reika_2","Nefil | Aluminium | Lines | topLED 8.5 W 24 V ","MAESTRO",3780]
[97670,"Reika_1","VIMAN | Aluminium | Lines | topLED 4 W 24 V ","MAESTRO",2240]
[97671,"Reika_1","VIMAN | Aluminium | Lines | topLED 6 W 24 V ","MAESTRO",2660]
[97672,"Reika_1","VIMAN | Aluminium | Lines | topLED 8.5 W 24 V ","MAESTRO",3584]
[97673,"Paseo_L","Paseo | Transparent | Lines | topLED 6 W 24 V ","MAESTRO",5152]
[97674,"Paseo_L","Paseo | Transparent | Lines | topLED 13 W 24 V ","MAESTRO",7000]
[97675,"Paseo_L","Paseo | Transparent | Lines | topLED 19 W 24 V ","MAESTRO",8120]
[97676,"Paseo_M","Paseo | Transparent | Lines | topLED 10 W 24 V ","MAESTRO",5320]
[97677,"Paseo_M","Paseo | Transparent | Lines | topLED 18 W 24 V ","MAESTRO",7140]
[97678,"Paseo_M","Paseo | Transparent | Lines | topLED 25 W 24 V ","MAESTRO",8260]
[97679,"Stiff","STIFF STRIP | Aluminium | Lines | topLED 3.5 W 24 V ","MAESTRO",2660]
[97680,"Stiff","STIFF STRIP | Aluminium | Lines | topLED 7 W 24 V ","MAESTRO",3500]
[97681,"Stiff","STIFF STRIP | Aluminium | Lines | topLED 12 W 24 V ","MAESTRO",4900]
[97682,"Stiff","STIFF STRIP | Aluminium | Lines | topLED 14 W 24 V ","MAESTRO",5320]
[97683,"Stiff","STIFF STRIP | Aluminium | Lines | topLED 24 W 24 V ","MAESTRO",7840]
[97685,"Paseo_L","Paseo | Opale | Lines | topLED 6 W 24 V ","MAESTRO",4844]
[97686,"Paseo_L","Paseo | Opale | Lines | topLED 13 W 24 V ","MAESTRO",6440]
[97687,"Paseo_L","Paseo | Opale | Lines | topLED 19 W 24 V ","MAESTRO",7560]
[97688,"Paseo_M","Paseo | Opale | Lines | topLED 10 W 24 V ","MAESTRO",5040]
[97689,"Paseo_M","Paseo | Opale | Lines | topLED 18 W 24 V ","MAESTRO",6580]
[97690,"Paseo_M","Paseo | Opale | Lines | topLED 25 W 24 V ","MAESTRO",7700]
[97691,"Admiral_JI","HERMES | Steel | Submerged | powerLED 18 W 24 V ","MAESTRO",25760]
[97695,"Loro_R","Loro-R | White | Downlights | arrayLED 8 W 220 mA ","MAESTRO",2016]
[97696,"Loro_R","Loro-R | Black | Downlights | arrayLED 8 W 220 mA ","MAESTRO",2016]
[97697,"Loro_R","Loro-R | Grigio | Downlights | arrayLED 8 W 220 mA ","MAESTRO",2016]
[97698,"Loro_R","Loro-R | Gold | Downlights | arrayLED 8 W 220 mA ","MAESTRO",2772]
[97699,"Loro_Q","Loro-Q | White | Downlights | arrayLED 8 W 220 mA ","MAESTRO",2016]
[97700,"Loro_Q","Loro-Q | Black | Downlights | arrayLED 8 W 220 mA ","MAESTRO",2016]
[97701,"Loro_Q","Loro-Q | Grigio | Downlights | arrayLED 8 W 220 mA ","MAESTRO",2016]
[97702,"Loro_Q","Loro-Q | Gold | Downlights | arrayLED 8 W 220 mA ","MAESTRO",2772]
[97705,"Reika_2","Nefil | Aluminium | Lines | topLED 12 W 24 V ","MAESTRO",4368]
[97706,"Reika_1","VIMAN | Aluminium | Lines | topLED 12 W 24 V ","MAESTRO",4200]
["97707N00","Edith","Edith",null,10472]
["97707W00","Edith","Edith",null,10472]
["97709N00","Edith","Edith",null,11228]
["97709W00","Edith","Edith",null,11228]
[97710,"Quarter_HV","Quarter | White | Downlights | powerLED 5 W 220 V ","MAESTRO",2940]
[97711,"Quarter_HV","Quarter | Black | Downlights | powerLED 5 W 220 V ","MAESTRO",2940]
[97712,"Quarter_HV","Quarter | Grigio | Downlights | powerLED 5 W 220 V ","MAESTRO",2940]
[97713,"Intake_L","Intake_L | Steel | Wall recessed | topLED 0.9 W 24 V ","MAESTRO",2828]
[97714,"Intake_L","Intake_L | Steel | Wall recessed | topLED 6 W 24 V ","MAESTRO",6188]
[97715,"Intake_L","Intake_L | Steel | Wall recessed | topLED 12 W 24 V ","MAESTRO",7672]
[97716,"Intake_L","Intake_L | Steel | Wall recessed | topLED 0.9 W 24 V ","MAESTRO",2744]
[97717,"Intake_L","Intake_L | Steel | Wall recessed | topLED 6 W 24 V ","MAESTRO",5852]
[97718,"Intake_L","Intake_L | Steel | Wall recessed | topLED 12 W 24 V ","MAESTRO",7112]
[97719,"Nitum_R","Nitum | Black | Ceiling lights | powerLED 1 W 350 mA ","MAESTRO",1344]
[97720,"Nitum_Q","Nitum | Black | Ceiling lights | powerLED 1 W 350 mA ","MAESTRO",1400]
[97721,"Nitum_R","Nitum | Black | Ceiling lights | powerLED 2 W 630 mA ","MAESTRO",1372]
[97722,"Nitum_Q","Nitum | Black | Ceiling lights | powerLED 2 W 630 mA ","MAESTRO",1428]
[97723,"Nitum_R","Nitum | Black | Ceiling lights | powerLED 1.9 W 220 mA ","MAESTRO",2240]
[97724,"Nitum_Q","Nitum | Black | Ceiling lights | powerLED 1.9 W 220 mA ","MAESTRO",2380]
[97725,"Viky_R","Viky | Black | Ceiling lights | powerLED 1 W 350 mA ","MAESTRO",1596]
[97726,"Viky_Q","Viky | Black | Ceiling lights | powerLED 1 W 350 mA ","MAESTRO",1736]
[97727,"Viky_R","Viky | Black | Ceiling lights | powerLED 2 W 630 mA ","MAESTRO",1624]
[97728,"Viky_Q","Viky | Black | Ceiling lights | powerLED 2 W 630 mA ","MAESTRO",1764]
[97730,"Quarter_HV","Quarter | White | Downlights | powerLED 10 W 220 V ","MAESTRO",4340]
[97731,"Quarter_HV","Quarter | Black | Downlights | powerLED 10 W 220 V ","MAESTRO",4340]
[97732,"Quarter_HV","Quarter | Grigio | Downlights | powerLED 10 W 220 V ","MAESTRO",4340]
[97787,"Apptake","Apptake | Steel | Wall Lights | topLED 6 W 24 V ","MAESTRO",6104]
[97789,"Sken_1R","Sken | Black | Wall Lights | powerLED 2 W 630 mA ","MAESTRO",4704]
[97790,"Sken_2Q","Bertil | Black | Wall Lights | powerLED 2 W 630 mA ","MAESTRO",4648]
[97791,"Sken_1Q","Icix | Black | Wall Lights | powerLED 2 W 630 mA ","MAESTRO",3500]
[97792,"Sken_2R","EFRAIM | Black | Wall Lights | powerLED 2 W 630 mA ","MAESTRO",4564]
[97797,"Beret_X","Beret-X | Chrome | Uplights | powerLED 1 W 350 mA ","MAESTRO",1736]
[97798,"Beret_X","Beret-X | Nickel | Uplights | powerLED 1 W 350 mA ","MAESTRO",1736]
[97799,"Beret_XI","Beret-X | Steel | Uplights | powerLED 1 W 350 mA ","MAESTRO",1960]
[97800,"Beret_X","Beret-X | White | Uplights | powerLED 1 W 350 mA ","MAESTRO",1736]
[97801,"Beret_X","Beret-X | Grigio | Uplights | powerLED 1 W 350 mA ","MAESTRO",1736]
[97817,"Insy_R","Sivar | Chrome | Uplights | powerLED 3 W 350 mA ","MAESTRO",4312]
[97818,"Insy_R","Sivar | Grigio | Uplights | powerLED 3 W 350 mA ","MAESTRO",4144]
[97819,"Insy_R","Sivar | Steel | Uplights | powerLED 3 W 350 mA ","MAESTRO",4368]
[97820,"Insy_Q","Sivar | Chrome | Uplights | powerLED 3 W 350 mA ","MAESTRO",4872]
[97821,"Insy_Q","Sivar | Grigio | Uplights | powerLED 3 W 350 mA ","MAESTRO",4704]
[97822,"Insy_Q","Sivar | Steel | Uplights | powerLED 3 W 350 mA ","MAESTRO",5152]
[97823,"Insy_R","Sivar | Steel | Uplights | powerLED 3 W 350 mA ","MAESTRO",5320]
[97824,"Insy_RI","Sivar | Steel | Uplights | powerLED 3 W 350 mA ","MAESTRO",5796]
[97830,"Ardilla","Ardilla | White | Wall Lights | topLED 4.5 W 220 V ","MAESTRO",2968]
[97831,"Ardilla","Ardilla | Black | Wall Lights | topLED 4.5 W 220 V ","MAESTRO",2968]
[97832,"Ardilla","Ardilla | Grigio | Wall Lights | topLED 4.5 W 220 V ","MAESTRO",2968]
[97833,"Ardilla","Ardilla | Corten | Wall Lights | topLED 4.5 W 220 V ","MAESTRO",2968]
[97834,"Ardilla","Ardilla | White | Wall Lights | topLED 9 W 220 V ","MAESTRO",3556]
[97835,"Ardilla","Ardilla | Black | Wall Lights | topLED 9 W 220 V ","MAESTRO",3556]
[97836,"Ardilla","Ardilla | Grigio | Wall Lights | topLED 9 W 220 V ","MAESTRO",3556]
[97837,"Ardilla","Ardilla | Corten | Wall Lights | topLED 9 W 220 V ","MAESTRO",3556]
[97838,"Ardilla66","Ardilla66 | White | Wall Lights | topLED 4.5 W 220 V ","MAESTRO",3276]
[97839,"Ardilla66","Ardilla66 | Black | Wall Lights | topLED 4.5 W 220 V ","MAESTRO",3276]
[97840,"Ardilla66","Ardilla66 | Grigio | Wall Lights | topLED 4.5 W 220 V ","MAESTRO",3276]
[97841,"Ardilla66","Ardilla66 | Corten | Wall Lights | topLED 4.5 W 220 V ","MAESTRO",3276]
[97842,"Ardilla66","Ardilla66 | White | Wall Lights | topLED 9 W 220 V ","MAESTRO",4340]
[97843,"Ardilla66","Ardilla66 | Black | Wall Lights | topLED 9 W 220 V ","MAESTRO",4340]
[97844,"Ardilla66","Ardilla66 | Grigio | Wall Lights | topLED 9 W 220 V ","MAESTRO",4340]
[97845,"Ardilla66","Ardilla66 | Corten | Wall Lights | topLED 9 W 220 V ","MAESTRO",4340]
[97846,"Ice-Cut","Ice_Cut | White | Lines | topLED 6 W 24 V ","MAESTRO",1540]
[97847,"Ice-Cut","Ice_Cut | White | Lines | topLED 12 W 24 V ","MAESTRO",2296]
[97848,"Ice-Cut","Ice_Cut | White | Lines | topLED 18 W 24 V ","MAESTRO",3080]
[97849,"Ice-Cut","Ice_Cut | White | Lines | topLED 24 W 24 V ","MAESTRO",3780]
[97850,"Edith_M FL","Edith Full-Light | White | Ceiling lights | topLED 30 W 900 mA ","MAESTRO",5572]
[97851,"Edith_M FL","Edith Full-Light | White | Ceiling lights | topLED 30 W 900 mA ","MAESTRO",6804]
[97852,"Edith_M FL","Edith Full-Light | White | Lines | topLED 30 W 900 mA ","MAESTRO",5712]
[97853,"Edith_M FL","Edith Full-Light | White | Ceiling lights | topLED 30 W 900 mA ","MAESTRO",6944]
[97854,"Edith_M FL","Edith Full-Light | White | Ceiling lights | topLED 45 W 1250 mA ","MAESTRO",6580]
[97855,"Edith_M FL","Edith Full-Light | White | Ceiling lights | topLED 45 W 1250 mA ","MAESTRO",8680]
[97856,"Edith_M FL","Edith Full-Light | White | Ceiling lights | topLED 45 W 1250 mA ","MAESTRO",6720]
[97857,"Edith_M FL","Edith Full-Light | White | Ceiling lights | topLED 45 W 1250 mA ","MAESTRO",8820]
[97880,"Ardilla","Ardilla | White | Wall Lights | topLED 4.5 W 220 V ","MAESTRO",3556]
[97881,"Ardilla","Ardilla | Black | Wall Lights | topLED 4.5 W 220 V ","MAESTRO",3556]
[97882,"Ardilla","Ardilla | Grigio | Wall Lights | topLED 4.5 W 220 V ","MAESTRO",3556]
[97883,"Ardilla","Ardilla | Corten | Wall Lights | topLED 4.5 W 220 V ","MAESTRO",3556]
[97884,"Ardilla66","Ardilla66 | White | Wall Lights | topLED 4.5 W 220 V ","MAESTRO",4340]
[97885,"Ardilla66","Ardilla66 | Black | Wall Lights | topLED 4.5 W 220 V ","MAESTRO",4340]
[97886,"Ardilla66","Ardilla66 | Grigio | Wall Lights | topLED 4.5 W 220 V ","MAESTRO",4340]
[97887,"Ardilla66","Ardilla66 | Corten | Wall Lights | topLED 4.5 W 220 V ","MAESTRO",4340]
[97888,"LV54_RS","LV54-RS | White | Downlights | topLED 30 W 840 mA ","MAESTRO",4760]
[97889,"LV54_RS","LV54-RS | Black | Downlights | topLED 30 W 840 mA ","MAESTRO",4760]
[97898,"Nicro_R","Nicro | Aluminium | Uplights | powerLED 0.6 W 220 mA ","MAESTRO",3136]
[97899,"Nicro_Q","Nicro | Aluminium | Uplights | powerLED 0.6 W 220 mA ","MAESTRO",3780]
[97900,"Nicro_I","Nicrox | Steel | Uplights | powerLED 0.6 W 220 mA ","MAESTRO",3500]
[97901,"Nicro_I","Nicrox | Steel | Uplights | powerLED 1.9 W 220 mA ","MAESTRO",6020]
[97920,"Loro_R","Loro-R | White | Downlights | arrayLED 8 W 220 mA ","MAESTRO",2156]
[97921,"Loro_R","Loro-R | Black | Downlights | arrayLED 8 W 220 mA ","MAESTRO",2156]
[97924,"Loro_R","Loro-R | Grigio | Downlights | arrayLED 8 W 220 mA ","MAESTRO",2156]
[97925,"Loro_R","Loro-R | Gold | Downlights | arrayLED 8 W 220 mA ","MAESTRO",2912]
[97940,"Loro_Q","Loro-Q | White | Downlights | arrayLED 8 W 220 mA ","MAESTRO",2156]
[97941,"Loro_Q","Loro-Q | Black | Downlights | arrayLED 8 W 220 mA ","MAESTRO",2156]
[97944,"Loro_Q","Loro-Q | Grigio | Downlights | arrayLED 8 W 220 mA ","MAESTRO",2156]
[97945,"Loro_Q","Loro-Q | Gold | Downlights | arrayLED 8 W 220 mA ","MAESTRO",2912]
[98009,"Accessories","Outercasing",null,784]
[98010,"Ribbon","Ribbon | LED strip | stripLED 24 W 24 V  6000 K ","MAESTRO",1820]
[98011,"Ribbon","Ribbon | LED strip | stripLED 24 W 24 V  3000 K ","MAESTRO",1820]
[98012,"Ribbon","Ribbon | LED strip | stripLED 24 W 24 V  4000 K ","MAESTRO",1820]
[98013,"Ribbon","Ribbon | LED strip | stripLED 24 W 24 V ","MAESTRO",1820]
[98014,"Ribbon","Ribbon | LED strip | stripLED 24 W 24 V  525 K ","MAESTRO",1820]
[98015,"Ribbon","Ribbon | LED strip | stripLED 24 W 24 V ","MAESTRO",1820]
[98016,"Ribbon","Ribbon | LED strip | stripLED 24 W 24 V ","MAESTRO",1820]
[98017,"Ribbon","Ribbon RGB | LED strip | stripLED 72 W 24 V ","MAESTRO",4060]
[98018,"Dropper","Dropper | LED strip | stripLED 24 W 24 V  6000 K ","MAESTRO",2352]
[98019,"Dropper","Dropper | LED strip | stripLED 24 W 24 V  3000 K ","MAESTRO",2352]
[98020,"Dropper","Dropper | LED strip | stripLED 24 W 24 V  4000 K ","MAESTRO",2352]
[98021,"Dropper","Dropper | LED strip | stripLED 24 W 24 V ","MAESTRO",2352]
[98022,"Dropper","Dropper | LED strip | stripLED 24 W 24 V ","MAESTRO",2352]
[98023,"Dropper","Dropper | LED strip | stripLED 24 W 24 V ","MAESTRO",2352]
[98024,"Dropper","Dropper | LED strip | stripLED 24 W 24 V ","MAESTRO",2352]
[98025,"Dropper","Dropper RGB | LED strip | stripLED 72 W 24 V ","MAESTRO",4760]
[98026,"silicone_c","Silicon Cased | LED strip | stripLED 24 W 24 V  6000 K ","MAESTRO",3220]
[98027,"silicone_c","Silicon Cased | LED strip | stripLED 24 W 24 V  3000 K ","MAESTRO",3220]
[98028,"silicone_c","Silicon Cased | LED strip | stripLED 24 W 24 V  4000 K ","MAESTRO",3220]
[98029,"silicone_c","Silicon Cased | LED strip | stripLED 24 W 24 V ","MAESTRO",3220]
[98030,"silicone_c","Silicon Cased | LED strip | stripLED 24 W 24 V ","MAESTRO",3220]
[98031,"silicone_c","Silicon Cased | LED strip | stripLED 24 W 24 V ","MAESTRO",3220]
[98032,"silicone_c","Silicon Cased | LED strip | stripLED 24 W 24 V ","MAESTRO",3220]
[98033,"silicone_c","Silicon Cased RGB | LED strip | stripLED 72 W 24 V ","MAESTRO",5040]
[98034,"Ribbon","Ribbon | LED strip | stripLED 72 W 24 V  6000 K ","MAESTRO",3920]
[98035,"Ribbon","Ribbon | LED strip | stripLED 72 W 24 V  3000 K ","MAESTRO",3920]
[98036,"Ribbon","Ribbon | LED strip | stripLED 72 W 24 V  4000 K ","MAESTRO",3920]
[98037,"Ribbon","Ribbon | LED strip | stripLED 72 W 24 V ","MAESTRO",3920]
[98038,"Ribbon","Ribbon | LED strip | stripLED 72 W 24 V ","MAESTRO",3920]
[98039,"Ribbon","Ribbon | LED strip | stripLED 72 W 24 V ","MAESTRO",3920]
[98040,"Ribbon","Ribbon | LED strip | stripLED 72 W 24 V ","MAESTRO",3920]
[98041,"silicone_c","Silicon Cased | LED strip | stripLED 72 W 24 V  6000 K ","MAESTRO",5292]
[98042,"silicone_c","Silicon Cased | LED strip | stripLED 72 W 24 V  3000 K ","MAESTRO",5292]
[98043,"silicone_c","Silicon Cased | LED strip | stripLED 72 W 24 V  4000 K ","MAESTRO",5292]
[98044,"silicone_c","Silicon Cased | LED strip | stripLED 72 W 24 V ","MAESTRO",5292]
[98045,"silicone_c","Silicon Cased | LED strip | stripLED 72 W 24 V ","MAESTRO",5292]
[98046,"silicone_c","Silicon Cased | LED strip | stripLED 72 W 24 V ","MAESTRO",5292]
[98047,"silicone_c","Silicon Cased | LED strip | stripLED 72 W 24 V ","MAESTRO",5292]
[98049,"Accessories","Outercasing",null,196]
[98050,"Accessories","Outercasing",null,140]
[98051,"side_strip","Side Strip | LED strip | stripLED 7.5 W 24 V  6000 K ","MAESTRO",2128]
[98052,"side_strip","Side Strip | LED strip | stripLED 7.5 W 24 V  3000 K ","MAESTRO",2128]
[98057,"Accessories","Outercasing",null,392]
[98060,"Accessories","Outercasing",null,112]
[98061,"Accessories","Profiles","MAESTRO",700]
[98062,"Accessories","Diffuser","MAESTRO",560]
[98063,"Accessories","Fixing Kit","MAESTRO",140]
[98064,"Accessories","Fixing Kit",null,196]
[98065,"Accessories","Fixing Kit","MAESTRO",140]
[98066,"Accessories","Profiles","MAESTRO",700]
[98071,"Accessories","Optics",null,560]
[98072,"Accessories","Optics",null,560]
[98073,"Ribbon","Ribbon | LED strip | stripLED 9.5 W 24 V  6000 K ","MAESTRO",1204]
[98074,"Ribbon","Ribbon | LED strip | stripLED 9.5 W 24 V  4000 K ","MAESTRO",1204]
[98075,"Ribbon","Ribbon | LED strip | stripLED 9.5 W 24 V  3000 K ","MAESTRO",1204]
[98076,"Ribbon","Ribbon | LED strip | stripLED 48 W 24 V  6000 K ","MAESTRO",3080]
[98077,"Ribbon","Ribbon | LED strip | stripLED 48 W 24 V  4000 K ","MAESTRO",3080]
[98078,"Ribbon","Ribbon | LED strip | stripLED 48 W 24 V  3000 K ","MAESTRO",3080]
[98079,"Ribbon","Ribbon | LED strip | stripLED 19 W 24 V  6000 K ","MAESTRO",1736]
[98080,"Ribbon","Ribbon | LED strip | stripLED 19 W 24 V  4000 K ","MAESTRO",1736]
[98081,"Ribbon","Ribbon | LED strip | stripLED 19 W 24 V  3000 K ","MAESTRO",1736]
[98082,"Ribbon","Ribbon | LED strip | stripLED 96 W 24 V  6000 K ","MAESTRO",5600]
[98083,"Ribbon","Ribbon | LED strip | stripLED 96 W 24 V  4000 K ","MAESTRO",5600]
[98084,"Ribbon","Ribbon | LED strip | stripLED 96 W 24 V  3000 K ","MAESTRO",5600]
[98085,"Dropper","Dropper | LED strip | stripLED 14 W 24 V  4000 K ","MAESTRO",1652]
[98086,"Dropper","Dropper | LED strip | stripLED 14 W 24 V ","MAESTRO",1652]
[98087,"Dropper","Dropper | LED strip | stripLED 14 W 24 V ","MAESTRO",1652]
[98088,"Dropper","Dropper | LED strip | stripLED 14 W 24 V ","MAESTRO",1652]
[98089,"Dropper","Dropper | LED strip | stripLED 14 W 24 V ","MAESTRO",1652]
[98090,"Dropper","Dropper | LED strip | stripLED 72 W 24 V  6000 K ","MAESTRO",4340]
[98091,"Dropper","Dropper | LED strip | stripLED 72 W 24 V  4000 K ","MAESTRO",4340]
[98092,"Dropper","Dropper | LED strip | stripLED 72 W 24 V  3000 K ","MAESTRO",4340]
[98093,"Dropper","Dropper | LED strip | stripLED 72 W 24 V ","MAESTRO",4340]
[98094,"Dropper","Dropper | LED strip | stripLED 72 W 24 V ","MAESTRO",4340]
[98095,"Dropper","Dropper | LED strip | stripLED 72 W 24 V ","MAESTRO",4340]
[98096,"Dropper","Dropper | LED strip | stripLED 72 W 24 V ","MAESTRO",4340]
[98097,"side_strip","Side Strip | LED strip | stripLED 39 W 24 V  6000 K ","MAESTRO",6860]
[98098,"side_strip","Side Strip | LED strip | stripLED 39 W 24 V  3000 K ","MAESTRO",6860]
[98104,"Accessories","Outercasing",null,2380]
[98105,"Accessories","Outercasing",null,4928]
[98106,"Accessories","Outercasing",null,4816]
[98107,"Accessories","Outercasing",null,10808]
[98111,"Accessories","Outercasing",null,112]
[98112,"Accessories","Pegs",null,840]
[98121,"Accessories","Outercasing",null,420]
[98122,"Accessories","Outercasing",null,504]
[98125,"Accessories","Outercasing",null,1316]
[98126,"Accessories","Outercasing",null,1764]
[98127,"Accessories","Outercasing",null,2100]
[98128,"Accessories","Outercasing",null,2492]
[98129,"Accessories","Outercasing",null,3416]
[98133,"Accessories","Outercasing",null,1176]
[98134,"Accessories","Outercasing",null,840]
[98137,"Accessories","Outercasing",null,3108]
[98138,"Accessories","Outercasing",null,4200]
[98139,"Accessories","Outercasing",null,6412]
[98140,"Accessories","Outercasing",null,336]
[98143,"Accessories","Bracket",null,392]
[98146,"Accessories","Cables and connectors",null,5180]
[98147,"Accessories","Cables and connectors",null,3444]
[98148,"Accessories","Outercasing",null,1260]
[98149,"Accessories","Cables and connectors","MAESTRO",1400]
[98250,"Accessories","Outercasing",null,616]
[98251,"Accessories","Outercasing",null,2632]
[98252,"Accessories","Outercasing",null,1092]
[98253,"Accessories","Outercasing",null,4256]
[98259,"Accessories","Optics",null,1120]
[98260,"Accessories","Optics",null,1120]
[98261,"Accessories","Optics",null,1120]
[98262,"Accessories","Optics",null,784]
[98263,"Accessories","Optics",null,784]
[98264,"Accessories","Optics",null,784]
[98266,"Accessories","Basket","MAESTRO",1400]
[98267,"Accessories","Basket","MAESTRO",1400]
[98268,"Accessories","Basket","MAESTRO",1400]
[98269,"Accessories","Basket","MAESTRO",1960]
[98270,"Accessories","Basket","MAESTRO",1960]
[98271,"Accessories","Basket","MAESTRO",1960]
[98272,"Accessories","Basket","MAESTRO",2520]
[98273,"Accessories","Basket","MAESTRO",2520]
[98274,"Accessories","Basket","MAESTRO",2520]
[98281,"Accessories","Suspension Cables",null,1988]
["98282","Accessories","Suspension Cables",null,252]
[98291,"Accessories","Outercasing",null,1932]
[98292,"Accessories","Outercasing",null,448]
[98301,"Accessories","Basket","MAESTRO",2660]
[98302,"Accessories","Basket","MAESTRO",2660]
[98303,"Accessories","Basket","MAESTRO",2660]
[98304,"Accessories","Basket","MAESTRO",4480]
[98305,"Accessories","Basket","MAESTRO",4480]
[98306,"Accessories","Basket","MAESTRO",4480]
[98307,"Accessories","Basket","MAESTRO",6160]
[98308,"Accessories","Basket","MAESTRO",6160]
[98309,"Accessories","Basket","MAESTRO",6160]
["98311","Accessories","Frame",null,1680]
["98313","Accessories","Frame",null,3360]
[98314,"Accessories","Frame",null,4620]
[98315,"Accessories","Outercasing",null,2296]
[98316,"Accessories","Outercasing",null,2940]
[98317,"Accessories","Outercasing",null,924]
[98318,"Accessories","Outercasing",null,1400]
[98320,"Accessories","Optics",null,420]
[98321,"Accessories","Optics",null,420]
[98322,"Accessories","Optics",null,420]
[98323,"Accessories","Optics",null,924]
[98324,"Accessories","Optics",null,924]
[98325,"Accessories","Optics",null,924]
[98326,"Accessories","Optics",null,924]
[98327,"Accessories","Optics",null,924]
[98328,"Accessories","Optics",null,924]
[98329,"Accessories","Optics",null,924]
[98330,"Accessories","Optics",null,924]
[98331,"Accessories","Optics",null,924]
[98341,"Ribbon","Ribbon | LED strip | stripLED 5 W 24 V  2500 K ","MAESTRO",924]
[98342,"Ribbon","Ribbon | LED strip | stripLED 24 W 24 V  2500 K ","MAESTRO",1820]
[98343,"Dropper","Dropper | LED strip | stripLED 5 W 24 V  2500 K ","MAESTRO",1120]
[98344,"Dropper","Dropper | LED strip | stripLED 24 W 24 V  2500 K ","MAESTRO",2352]
[98345,"silicone_c","Silicon Cased | LED strip | stripLED 5 W 24 V  2500 K ","MAESTRO",1232]
[98346,"silicone_c","Silicon Cased | LED strip | stripLED 24 W 24 V  2500 K ","MAESTRO",3220]
[98347,"Ribbon","Ribbon | LED strip | stripLED 14 W 24 V  2500 K ","MAESTRO",1419.88]
[98348,"Ribbon","Ribbon | LED strip | stripLED 72 W 24 V  2500 K ","MAESTRO",3920]
[98349,"Dropper","Dropper | LED strip | stripLED 14 W 24 V  2500 K ","MAESTRO",1652]
[98350,"Dropper","Dropper | LED strip | stripLED 72 W 24 V  2500 K ","MAESTRO",4340]
[98351,"silicone_c","Silicon Cased | LED strip | stripLED 14 W 24 V  2500 K ","MAESTRO",1764]
[98352,"silicone_c","Silicon Cased | LED strip | stripLED 72 W 24 V  2500 K ","MAESTRO",5292]
[98353,"Accessories","Outercasing",null,1792]
[98354,"Accessories","Frame",null,4228]
[98355,"Accessories","Outercasing","MAESTRO",784]
[98356,"Accessories","Outercasing","MAESTRO",1344]
[98357,"Accessories","Outercasing","MAESTRO",1624]
[98367,"Accessories","Outercasing","MAESTRO",2632]
[98368,"Accessories","Outercasing","MAESTRO",3668]
[98369,"Accessories","Outercasing","MAESTRO",4256]
[98373,"Accessories","Accessories",null,168]
[98374,"Accessories","Outercasing","MAESTRO",1400]
[98375,"Accessories","Outercasing","MAESTRO",2660]
[98376,"Accessories","Outercasing","MAESTRO",2800]
[98379,"Accessories","Cables and connectors",null,56]
[98383,"Accessories","Connectors",null,28]
[98384,"Accessories","Cables and connectors",null,28]
[98388,"Accessories","Profiles",null,560]
[98392,"Accessories","Profiles",null,896]
[98393,"Accessories","Caps",null,140]
[98394,"Accessories","Recesstment Springs",null,252]
[98395,"Accessories","Diffuser",null,616]
[98396,"Accessories","Outercasing",null,2548]
[98397,"Accessories","Outercasing",null,8680]
[98399,"Accessories","Outercasing",null,784]
[98402,"Accessories","Outercasing",null,756]
[98403,"Accessories","Outercasing",null,1568]
[98404,"Accessories","Outercasing",null,1764]
["98406","Accessories","Frame",null,3080]
[98407,"Rubber","Rubber | LED strip | stripLED 120 W 24 V  3000 K ","MAESTRO",30800]
[98408,"Rubber","Rubber | LED strip | stripLED 120 W 24 V  4000 K ","MAESTRO",30800]
[98409,"Rubber RGB","Rubber | LED strip | stripLED 120 W 24 V ","MAESTRO",30800]
[98410,"Accessories","Cables and connectors",null,308]
[98411,"Accessories","Connectors",null,140]
[98412,"Accessories","Profiles",null,196]
[98413,"Accessories","Cables and connectors",null,280]
[98418,"Accessories","Caps",null,140]
[98419,"Accessories","Profiles",null,700]
[98420,"Accessories","Recesstment Springs",null,140]
[98421,"Accessories","Diffuser",null,560]
["98428","Accessories","False Ceiling Fixing Kit",null,364]
["98429","Accessories","False Ceiling Fixing Kit",null,364]
[98430,"Accessories","Accessories",null,812]
[98434,"Accessories","Accessories",null,2772]
[98435,"Accessories","Accessories",null,1484]
[98437,"Accessories","Cables and connectors",null,1204]
[98438,"Accessories","Fixing Kit",null,1344]
[98439,"Accessories","Fixing Kit",null,1232]
[98441,"Accessories","Diffuser",null,84]
[98442,"Accessories","Diffuser",null,168]
[98443,"Accessories","Diffuser",null,196]
[98444,"Accessories","Diffuser",null,280]
["98445","Accessories","Outercasing","MAESTRO",1568]
["98446","Accessories","Outercasing","MAESTRO",1680]
["98447","Accessories","Outercasing","MAESTRO",2296]
[98450,"Ribbon","Ribbon | LED strip | stripLED 9.5 W 24 V  3500 K ","MAESTRO",1204]
[98451,"Ribbon","Ribbon | LED strip | stripLED 48 W 24 V  3500 K ","MAESTRO",3080]
[98464,"Accessories","Caps",null,560]
[98465,"Accessories","Caps",null,560]
[98466,"Accessories","Caps",null,560]
[98467,"Accessories","Accessories",null,784]
[98468,"Accessories","Accessories",null,812]
[98469,"Accessories","Accessories",null,1288]
[98470,"Accessories","Accessories",null,1540]
[98471,"Accessories","Accessories",null,616]
[98472,"Accessories","Accessories",null,644]
[98473,"Accessories","Accessories",null,980]
[98474,"Accessories","Accessories",null,1120]
[98476,"Accessories","Accessories",null,784]
[98477,"Accessories","Accessories",null,1176]
[98493,"Accessories","Cables and connectors",null,1260]
[98494,"Accessories","Accessories",null,1260]
["98495","Accessories","Outercasing",null,728]
[98496,"Accessories","Outercasing",null,924]
["98497","Accessories","Outercasing",null,1288]
[98498,"Accessories","Outercasing",null,1680]
[98499,"Accessories","Outercasing","MAESTRO",504]
[98500,"Accessories","Outercasing","MAESTRO",784]
[98501,"Accessories","Outercasing","MAESTRO",420]
[98502,"Accessories","Outercasing","MAESTRO",532]
[98503,"Accessories","Anti-glaring",null,2156]
[98504,"Accessories","Anti-glaring",null,2156]
[98505,"Accessories","Anti-glaring",null,2856]
[98506,"Accessories","Anti-glaring",null,1540]
[98507,"Accessories","Optics",null,280]
[98508,"Accessories","Optics",null,280]
[98509,"Accessories","Optics",null,280]
[98511,"Accessories","Anti-glaring",null,1204]
["98512","Accessories","Supensions",null,924]
[98513,"Accessories","Anti-glaring",null,644]
[98514,"Accessories","Anti-glaring",null,812]
[98515,"Accessories","Diffuser",null,168]
[98516,"Accessories","Diffuser",null,168]
[98517,"Accessories","Anti-glaring",null,3444]
[98518,"Accessories","Anti-glaring",null,1036]
[98519,"Accessories","Anti-glaring",null,1008]
[98520,"Accessories","Anti-glaring",null,1008]
[98521,"Accessories","Anti-glaring",null,2016]
[98522,"Accessories","Anti-glaring",null,868]
[98523,"Accessories","Anti-glaring",null,1932]
[98524,"Accessories","Optics",null,364]
[98525,"Accessories","Optics",null,364]
[98526,"Accessories","Optics",null,364]
[98527,"Accessories","Outercasing","MAESTRO",560]
[98528,"Accessories","Outercasing","MAESTRO",560]
[98529,"Accessories","Outercasing","MAESTRO",980]
[98530,"Accessories","Outercasing","MAESTRO",616]
[98531,"Accessories","Outercasing","MAESTRO",616]
[98532,"Accessories","Outercasing","MAESTRO",1008]
[98533,"Accessories","Outercasing","MAESTRO",700]
[98534,"Accessories","Outercasing","MAESTRO",700]
[98535,"Accessories","Outercasing","MAESTRO",1260]
[98536,"Accessories","Outercasing","MAESTRO",840]
[98537,"Accessories","Outercasing","MAESTRO",840]
[98538,"Accessories","Outercasing","MAESTRO",1344]
[98539,"Accessories","Anti-glaring",null,1400]
[98540,"Accessories","Anti-glaring",null,672]
[98541,"Accessories","Anti-glaring",null,728]
[98542,"Accessories","Anti-glaring",null,532]
[98543,"Accessories","Anti-glaring",null,812]
[98544,"Accessories","Anti-glaring",null,1792]
[98545,"Accessories","Anti-glaring",null,896]
[98546,"Accessories","Anti-glaring",null,728]
[98547,"Ribbon","Ribbon | LED strip | stripLED 19 W 24 V ","MAESTRO",2436]
[98548,"Ribbon","Ribbon | LED strip | stripLED 96 W 24 V ","MAESTRO",7840]
[98549,"Accessories","Pegs",null,168]
[98550,"Accessories","Pegs",null,532]
[98551,"Accessories","Extension",null,112]
[98552,"Accessories","Extension",null,308]
[98553,"Accessories","Caps",null,476]
[98554,"Accessories","Caps",null,476]
[98555,"Ribbon","Ribbon",null,924]
[98556,"Ribbon","Ribbon",null,1820]
[98557,"Dropper","Dropper",null,1120]
[98558,"Dropper","Dropper",null,2352]
[98559,"Diamond","Diamond",null,1232]
[98560,"Diamond","Diamond",null,3220]
[98561,"Ribbon","Ribbon",null,1428]
[98562,"Ribbon","Ribbon",null,3920]
[98563,"Diamond","Diamond",null,1764]
[98564,"Diamond","Diamond",null,5292]
[98565,"Dropper","Dropper",null,1652]
[98566,"Dropper","Dropper",null,4340]
[98567,"Ribbon","Ribbon",null,1195.6000000000001]
[98568,"Ribbon","Ribbon",null,3080]
[98569,"Ribbon","Ribbon",null,1736]
[98570,"Ribbon","Ribbon",null,5600]
[98571,"Dropper","Dropper",null,3472]
[98572,"Dropper","Dropper",null,3640]
[98573,"Dropper","Dropper",null,3472]
[98574,"Dropper","Dropper",null,3640]
[98575,"Dropper","Dropper",null,3472]
[98576,"Dropper","Dropper",null,3640]
[99000,"Accessories","Cables and connectors","MAESTRO",168]
[99001,"Accessories","Cables and connectors",null,196]
[99002,"Accessories","Accessories",null,224]
[99006,"Electronics","Elettronics","MAESTRO",2520]
[99023,"Accessories","IR sensor",null,364]
[99024,"Accessories","IR sensor",null,364]
[99025,"Accessories","IR Remote",null,280]
[99045,"Electronics","Elettronics","MAESTRO",11984]
[99046,"Electronics","Elettronics","MAESTRO",11984]
[99050,"Electronics","Elettronics","MAESTRO",20020]
[99056,"Accessories","Cables and connectors",null,1036]
[99057,"Accessories","Cables and connectors",null,1036]
[99073,"Electronics","Elettronics",null,3640]
[99074,"Electronics","Elettronics","MAESTRO",1596]
[99076,"Electronics","Elettronics","MAESTRO",1596]
[99077,"Electronics","Elettronics","MAESTRO",1596]
[99084,"Electronics","Elettronics","MAESTRO",5992]
[99085,"Electronics","Elettronics","MAESTRO",5992]
[99086,"Electronics","Elettronics","MAESTRO",5992]
[99089,"Electronics","Elettronics","MAESTRO",5992]
[99092,"Electronics","Elettronics","MAESTRO",1792]
[99093,"Electronics","Elettronics","MAESTRO",1288]
[99095,"Electronics","Elettronics","MAESTRO",5992]
[99096,"Electronics","Elettronics","MAESTRO",5992]
[99097,"Electronics","Elettronics","MAESTRO",5992]
[99098,"Electronics","Elettronics","MAESTRO",5992]
[99105,"Electronics","Elettronics","MAESTRO",1064]
[99106,"Electronics","Elettronics","MAESTRO",1064]
[99111,"Electronics","Elettronics","MAESTRO",3416]
[99112,"Electronics","Elettronics","MAESTRO",1288]
[99113,"Electronics","Elettronics","MAESTRO",1232]
[99114,"Electronics","Elettronics","MAESTRO",2184]
[99115,"Electronics","Elettronics","MAESTRO",1820]
[99116,"Electronics","Elettronics","MAESTRO",1932]
[99126,"Electronics","Elettronics","MAESTRO",924]
[99128,"Electronics","Elettronics","MAESTRO",924]
[99129,"Electronics","Elettronics","MAESTRO",924]
[99131,"Electronics","Elettronics","MAESTRO",2324]
[99135,"Electronics","Elettronics","MAESTRO",1176]
[99136,"Electronics","Elettronics","MAESTRO",1708]
[99140,"Electronics","Elettronics","MAESTRO",3444]
[99141,"Electronics","Elettronics","MAESTRO",2240]
[99146,"Electronics","Elettronics","MAESTRO",1288]
[99147,"Electronics","Elettronics","MAESTRO",1064]
[99150,"Electronics","Elettronics","MAESTRO",1064]
[99151,"Electronics","Elettronics","MAESTRO",2184]
[99154,"Electronics","Elettronics","MAESTRO",2072]
[99155,"Electronics","Elettronics","MAESTRO",3360]
[99162,"Electronics","Elettronics","MAESTRO",1232]
[99163,"Electronics","Elettronics","MAESTRO",2324]
[99174,"Electronics","Elettronics","MAESTRO",3416]
[99175,"Electronics","Elettronics","MAESTRO",1064]
[99176,"Electronics","Elettronics","MAESTRO",1064]
[99177,"Electronics","Elettronics","MAESTRO",1064]
[99179,"Electronics","Elettronics","MAESTRO",1568]
[99181,"Electronics","Elettronics","MAESTRO",1568]
[99183,"Electronics","Elettronics","MAESTRO",1568]
[99185,"Electronics","Elettronics","MAESTRO",2044]
[99186,"Electronics","Elettronics","MAESTRO",2044]
[99187,"Electronics","Elettronics","MAESTRO",3360]
[99188,"Electronics","Elettronics","MAESTRO",3472]
[99189,"Electronics","Elettronics","MAESTRO",3360]
[99190,"Electronics","Elettronics","MAESTRO",3360]
[99195,"Electronics","Elettronics","MAESTRO",728]
[99198,"Electronics","Elettronics","MAESTRO",924]
[99199,"Electronics","Elettronics","MAESTRO",3360]
[99200,"Electronics","Elettronics","MAESTRO",12152]
[99201,"Electronics","Elettronics","MAESTRO",12152]
[99202,"Electronics","Elettronics","MAESTRO",12152]
[99203,"Electronics","Elettronics","MAESTRO",12152]
[99204,"Electronics","Elettronics","MAESTRO",10920]
[99205,"Electronics","Elettronics","MAESTRO",10920]
[99206,"Electronics","Elettronics","MAESTRO",10920]
[99207,"Electronics","Elettronics","MAESTRO",10920]
[99216,"Accessories","Cables and connectors",null,672]
[99217,"Accessories","Cables and connectors",null,840]
[99218,"Accessories","Cables and connectors",null,1120]
[99220,"Accessories","Fixing Kit",null,84]
[99222,"Accessories","Fixing Kit",null,196]
["99226","Accessories","Fixing Kit",null,84]
["99227","Accessories","Fixing Kit",null,364]
["99228","Accessories","Fixing Kit",null,196]
[99229,"Accessories","Accessories",null,56]
["99231","Accessories","Cables and connectors","MAESTRO",560]
["99232","Accessories","Cables and connectors","MAESTRO",980]
[99234,"Electronics","Elettronics","MAESTRO",30800]
[99235,"Electronics","Elettronics","MAESTRO",30800]
[99237,"Accessories","Accessories",null,140]
[99239,"Electronics","Elettronics","MAESTRO",1176]
[99240,"Electronics","Elettronics","MAESTRO",1288]
[99241,"Electronics","Elettronics","MAESTRO",3360]
[99242,"Electronics","Elettronics",null,5880]
[99243,"Electronics","Elettronics","MAESTRO",420]
[99245,"Electronics","Elettronics","MAESTRO",644]
[99246,"Electronics","Elettronics","MAESTRO",1876]
[99247,"Electronics","Elettronics","MAESTRO",3500]
[99249,"Electronics","Elettronics","MAESTRO",1820]
[99251,"Electronics","Elettronics","MAESTRO",1708]
[99252,"Electronics","Elettronics","MAESTRO",1792]
[99254,"Electronics","Elettronics","MAESTRO",3416]
[99260,"Electronics","Elettronics","MAESTRO",980]
[99261,"Electronics","Elettronics","MAESTRO",1232]
[99262,"Electronics","Elettronics","MAESTRO",1932]
[99268,"Electronics","Elettronics","MAESTRO",3500]
[99269,"Electronics","Elettronics","MAESTRO",2044]
[99278,"Electronics","Elettronics","MAESTRO",2380]
[99307,"Electronics","Elettronics","MAESTRO",728]
[99308,"Electronics","Elettronics","MAESTRO",11088]
[99309,"Electronics","Elettronics","MAESTRO",10500]
[99310,"Electronics","Elettronics","MAESTRO",9128]
[99311,"Electronics","Elettronics","MAESTRO",6748]
[99312,"Electronics","Elettronics","MAESTRO",8708]
[99313,"Electronics","Elettronics","MAESTRO",9156]
[99314,"Accessories","Accessories",null,61040]
[99315,"Accessories","Accessories",null,308]
[99316,"Electronics","Electronics",null,13244]
[99317,"Electronics","Electronics",null,12460]
[99318,"Accessories","Accessories",null,756]
[99319,"Electronics","Elettronics","MAESTRO",1820]
[99320,"Electronics","Elettronics","MAESTRO",1008]
[99321,"Electronics","Elettronics","MAESTRO",1008]
[99322,"Accessories","Accessories",null,11620]
[99323,"Accessories","Accessories",null,1288]
[99324,"Accessories","Accessories",null,1288]
[99325,"Accessories","Accessories",null,1288]
[99326,"Accessories","Accessories",null,1176]
[99327,"Accessories","Accessories",null,1176]
[99328,"Electronics","Elettronics","MAESTRO",1232]
[99329,"Electronics","Elettronics","MAESTRO",1232]
[99330,"Electronics","Elettronics","MAESTRO",2464]
[99331,"Electronics","Elettronics","MAESTRO",3080]
[99332,"Electronics","Elettronics","MAESTRO",3360]
[99333,"Electronics","Elettronics","MAESTRO",4760]
[99334,"Electronics","Elettronics","MAESTRO",10360]
[99337,"Electronics","Elettronics","MAESTRO",4200]
[99338,"Electronics","Elettronics","MAESTRO",7280]
[99339,"Electronics","Elettronics","MAESTRO",4032]
[99340,"Electronics","Elettronics","MAESTRO",2044]
[99341,"Electronics","Elettronics","MAESTRO",504]
[99342,"Electronics","Elettronics","MAESTRO",1568]
[99344,"Electronics","Electronics",null,2240]
[99345,"Electronics","Electronics",null,2240]
[99346,"Accessories","Accessories",null,392]
[99347,"Electronics","Electronics",null,5824]
[99348,"Accessories","Accessories",null,252]
[99349,"Accessories","Accessories",null,84]
[99350,"Accessories","Accessories",null,168]
[99351,"Accessories","Accessories",null,56]
[99352,"Accessories","Accessories",null,476]
[99353,"Accessories","Accessories",null,84]
[99354,"Electronics","Electronics",null,448]

{"sheet":"List2","index":1,"n_rows":0,"n_cols":0,"rows_kept":0,"cut":false,"hidden":false,"merged":[],"flags":["formulas_cached_only"]}

{"sheet":"List3","index":2,"n_rows":0,"n_cols":0,"rows_kept":0,"cut":false,"hidden":false,"merged":[],"flags":["formulas_cached_only"]}