{"text_format":"2","workbook":"xls","n_sheets":1,"sheets":["Ceník od 1.4.2016"],"not_rendered":{"charts":0,"images":0,"macros":0,"external_links":1,"defined_names":1,"comments":0,"pivot_tables":0},"unopened":[],"bounds":{"document_bytes":16777216,"sheet_cells":100000,"run_cost":"one","rows_first":2000,"rows_last":500,"rows_between":2000,"halvings":0,"cell_chars":16384,"cell_head_chars":4096},"cells_cut":0,"cells_raw":0,"read":"whole","date_system":"1900","formulas":"cached_only"}

{"sheet":"Ceník od 1.4.2016","index":0,"n_rows":6716,"n_cols":17,"rows_kept":4500,"cut":true,"hidden":false,"merged":[[18,16,20,16]],"bounds":{"rows_first":2000,"rows_last":500,"rows_between":2000,"halvings":0},"flags":["formulas_cached_only"]}
[]
[{"$nulls":5}," "]
{"$rows_empty":8}
[{"$nulls":7},"svítidla se žárovkovýmí a zářivkovými zdroji"]
[{"$nulls":7},"svítidla s LED moduly L02"]
[{"$nulls":7},"svítidla s LED moduly L11-43"]
[{"$nulls":7},"náhradní stínítka"]
["Svítidla podléhajíci zpoplatnění na ekologickou likvidaci jsou označena:   * (hvězdičkou)"]
[]
["Pro vyhledávání použijte kombinace kláves CTRL+F"]
[]
["KÓD","SÉRIE","TYP","W","IP","Základní cena ","ks/bal","MJ","EAN kód  ","Celní tarif","Hmotnost  Netto ","Hmotnost Brutto ","počet kartonů","Rozměr 1.kartonu (šxdxv)","Rozměr 2.kartonu (šxdxv)","Objem ","LDT soubor"]
["objednací",{"$nulls":4},"Kč",{"$nulls":4},"kg","kg","ks","m","m","m3"]
["číslo",{"$nulls":4},"bez DPH"]
[40000,"AURA 1","IN-12K2/040",60,43,429.03999999999996,"1","ks","8591728400002",94051091,0.9,1.1,1,"0,24x0,23x0,115",null,0.006]
[40003,"AURA 1","IN-14K2/040*",13,43,607.9200000000001,"1","ks","8591728400033",94051098,1.1,1.3,1,"0,24x0,23x0,115",null,0.006]
[40004,"AURA 1","E-14K2/040*",13,43,842.96,"1","ks","8591728400040",94051098,1,1.2,1,"0,24x0,23x0,115",null,0.006]
[40014,"AURA 1","NZ-7/040*",7,43,1295.3600000000001,"1","ks","8591728400149",94051098,1.4,1.6,1,"0,24x0,23x0,115",null,0.006]
[40005,"AURA 1","IN-12D2/040",60,43,431.12,"1","ks","8591728400057",94051091,0.8,1,1,"0,24x0,23x0,115",null,0.006]
[40009,"AURA 1","E-14D2/040*",13,43,865.84,"1","ks","8591728400095",94051098,0.9,1.1,1,"0,24x0,23x0,115",null,0.006]
[40010,"AURA 1","IN-12DU2/040",60,"43II",431.12,"1","ks","8591728400101",94051091,1,1.2,1,"0,24x0,23x0,115",null,0.006]
[40013,"AURA 1","E-13DU2/040*",9,"43II",961.52,"1","ks","8591728400132",94051098,1.1,1.3,1,"0,24x0,23x0,115",null,0.006]
[40016,"AURA 1","NZ-7/DU/040*",7,"43II",1376.48,"1","ks","8591728400163",94051098,1.4,1.6,1,"0,24x0,23x0,115",null,0.006]
[43100,"AURA DL1","IN-12K2/040/DL4",60,41,785.76,1,"ks","8591728431006",94051091,1.1,1.4,1,"0,26x0,245x0,12",null,0.008]
[43101,"AURA DL1","IN-14K2/040/DL4*",13,41,964.64,1,"ks","8591728431013",94051098,1.3,1.6,1,"0,26x0,245x0,12",null,0.008]
[43102,"AURA DL1","E-14K2/040/DL4*",13,41,1199.6799999999998,1,"ks","8591728431020",94051098,1.2,1.5,1,"0,26x0,245x0,12",null,0.008]
[43103,"AURA DL1","NZ-7/040/DL4*",7,41,1652.08,1,"ks","8591728431037",94051098,1.6,1.9,1,"0,26x0,245x0,12",null,0.008]
[43112,"AURA DL1","IN-12K2/040/DL14",60,41,1006.24,1,"ks","8591728431129",94051091,1.1,1.4,1,"0,26x0,245x0,12",null,0.008]
[43113,"AURA DL1","IN-14K2/040/DL14*",13,41,1185.12,1,"ks","8591728431136",94051098,1.3,1.6,1,"0,26x0,245x0,12",null,0.008]
[43114,"AURA DL1","E-14K2/040/DL14*",13,41,1420.16,1,"ks","8591728431143",94051098,1.2,1.5,1,"0,26x0,245x0,12",null,0.008]
[43115,"AURA DL1","NZ-7/040/DL14*",7,41,1872.56,1,"ks","8591728431150",94051098,1.6,1.9,1,"0,26x0,245x0,12",null,0.008]
[43124,"AURA DL1","IN-12K2/040/DL15",60,41,1006.24,1,"ks","8591728431242",94051091,1.1,1.4,1,"0,26x0,245x0,12",null,0.008]
[43125,"AURA DL1","IN-14K2/040/DL15*",13,41,1185.12,1,"ks","8591728431259",94051098,1.3,1.6,1,"0,26x0,245x0,12",null,0.008]
[43126,"AURA DL1","E-14K2/040/DL15*",13,41,1420.16,1,"ks","8591728431266",94051098,1.2,1.5,1,"0,26x0,245x0,12",null,0.008]
[43127,"AURA DL1","NZ-7/040/DL15*",7,41,1872.56,1,"ks","8591728431273",94051098,1.6,1.9,1,"0,26x0,245x0,12",null,0.008]
[40017,"AURA 2","IN-12K52/042",100,43,553.36,"1","ks","8591728400170",94051091,1.4,1.6,1,"0,30x0,285x0,13",null,0.011]
[40018,"AURA 2","IN-22K52/042","2x60",43,597.04,1,"ks","8591728400187",94051091,1.5,1.7,1,"0,30x0,285x0,13",null,0.011]
[40022,"AURA 2","IN-15K52/042*",18,43,732.24,1,"ks","8591728400224",94051098,1.7,1.9,1,"0,30x0,285x0,13",null,0.011]
[40023,"AURA 2","IN-16K52/042*",26,43,745.76,1,"ks","8591728400231",94051098,1.7,1.9,1,"0,30x0,285x0,13",null,0.011]
[40024,"AURA 2","IN-24K52/042*","2x13",43,955.84,1,"ks","8591728400248",94051098,1.8,2,1,"0,30x0,285x0,13",null,0.011]
[40026,"AURA 2","E-14K52/042*",13,43,1093.12,1,"ks","8591728400262",94051098,1.6,1.8,1,"0,30x0,285x0,13",null,0.011]
[40027,"AURA 2","E-15K52/042*",18,43,1093.12,1,"ks","8591728400279",94051098,1.6,1.8,1,"0,30x0,285x0,13",null,0.011]
[40028,"AURA 2","E-16K52/042*",26,43,1093.12,1,"ks","8591728400286",94051098,1.6,1.8,1,"0,30x0,285x0,13",null,0.011]
[40029,"AURA 2","E-24K52/042*","2x13",43,1203.3600000000001,1,"ks","8591728400293",94051098,1.7,1.9,1,"0,30x0,285x0,13",null,0.011]
[46100,"AURA 2","IN-12K52/042 HF",60,43,1059.8400000000001,1,"ks","8591728461003",94051091,1.5,1.7,1,"0,30x0,285x0,13",null,0.011]
[46137,"AURA 2","E-15K52/042 HF*",18,43,1578.8,1,"ks","8591728461379",94051098,1.7,1.9,1,"0,30x0,285x0,13",null,0.011]
[46138,"AURA 2","E-16K52/042 HF*",26,43,1578.8,1,"ks","8591728461386",94051098,1.7,1.9,1,"0,30x0,285x0,13",null,0.011]
[40049,"AURA 2","NZ-13/042*",13,43,1533.04,1,"ks","8591728400491",94051098,1.9,2.1,1,"0,30x0,285x0,13",null,0.011]
[40052,"AURA 2","NK-E-13/042*",13,43,2229.84,1,"ks","8591728400521",94051098,2,2.2,1,"0,30x0,285x0,13",null,0.011]
[46364,"AURA 2","NK-E-18/042*",18,43,2229.84,1,"ks","8591728463640",94051098,2,2.2,1,"0,30x0,285x0,13",null,0.011]
[40030,"AURA 2","IN-12D52/042",100,43,582.48,1,"ks","8591728400309",94051091,1.3,1.5,1,"0,30x0,285x0,13",null,0.011]
[40040,"AURA 2","E-16D52/042*",26,43,1136.8,1,"ks","8591728400408",94051098,1.5,1.7,1,"0,30x0,285x0,13",null,0.011]
[40042,"AURA 2","IN-12DU52/042",100,"43II",592.88,1,"ks","8591728400422",94051091,1.4,1.6,1,"0,30x0,285x0,13",null,0.011]
[40046,"AURA 2","E-14DU52/042*",13,"43II",1277.2,1,"ks","8591728400460",94051098,1.6,1.8,1,"0,30x0,285x0,13",null,0.011]
[40051,"AURA 2","NZ-13/DU/042*",13,"43II",1677.6,1,"ks","8591728400514",94051098,1.9,2.1,1,"0,30x0,285x0,13",null,0.011]
[43136,"AURA DL2","IN-12K52/042/DL4",100,41,1022.4,1,"ks","8591728431365",94051091,1.7,2.1,1,"0,33x0,315x0,135",null,0.014]
[43137,"AURA DL2","IN-22K52/042/DL4","2x60",41,1066.08,1,"ks","8591728431372",94051091,1.8,2.2,1,"0,33x0,315x0,135",null,0.014]
[43138,"AURA DL2","IN-15K52/042/DL4*",18,41,1201.28,1,"ks","8591728431389",94051098,2,2.4,1,"0,33x0,315x0,135",null,0.014]
[43139,"AURA DL2","IN-16K52/042/DL4*",26,41,1214.8,1,"ks","8591728431396",94051098,2,2.4,1,"0,33x0,315x0,135",null,0.014]
[43140,"AURA DL2","IN-24K52/042/DL4*","2x13",41,1424.88,1,"ks","8591728431402",94051098,2.1,2.5,1,"0,33x0,315x0,135",null,0.014]
[43141,"AURA DL2","E-15K52/042/DL4*",18,41,1562.16,1,"ks","8591728431419",94051098,1.9,2.3,1,"0,33x0,315x0,135",null,0.014]
[43142,"AURA DL2","E-16K52/042/DL4*",26,41,1562.16,1,"ks","8591728431426",94051098,1.9,2.3,1,"0,33x0,315x0,135",null,0.014]
[43143,"AURA DL2","E-24K52/042/DL4*","2x13",41,1672.4,1,"ks","8591728431433",94051098,2,2.4,1,"0,33x0,315x0,135",null,0.014]
[43144,"AURA DL2","IN-12K52/042/DL4 HF*",60,41,1528.88,1,"ks","8591728431440",94051091,1.8,2.2,1,"0,33x0,315x0,135",null,0.014]
[43145,"AURA DL2","E-15K52/042/DL4 HF*",18,41,2047.84,1,"ks","8591728431457",94051098,2,2.4,1,"0,33x0,315x0,135",null,0.014]
[43146,"AURA DL2","E-16K52/042/DL4 HF*",26,41,2047.84,1,"ks","8591728431464",94051098,2,2.4,1,"0,33x0,315x0,135",null,0.014]
[43147,"AURA DL2","NZ-13/042/DL4*",13,41,2002.08,1,"ks","8591728431471",94051098,2.2,2.6,1,"0,33x0,315x0,135",null,0.014]
[43148,"AURA DL2","NK-E-13/042/DL4*",13,41,2698.88,1,"ks","8591728431488",94051098,2.3,2.7,1,"0,33x0,315x0,135",null,0.014]
[55301,"AURA DL2","NK-E-18/042/DL4*",18,41,2698.88,1,"ks","8591728553012",94051098,2.3,2.7,1,"0,33x0,315x0,135",null,0.014]
[43165,"AURA DL2","IN-12K52/042/DL14",100,41,1281.3600000000001,1,"ks","8591728431655",94051091,1.7,2.1,1,"0,33x0,315x0,135",null,0.014]
[43166,"AURA DL2","IN-22K52/042/DL14","2x60",41,1325.04,1,"ks","8591728431662",94051091,1.8,2.2,1,"0,33x0,315x0,135",null,0.014]
[43167,"AURA DL2","IN-15K52/042/DL14*",18,41,1460.24,1,"ks","8591728431679",94051098,2,2.4,1,"0,33x0,315x0,135",null,0.014]
[43168,"AURA DL2","IN-16K52/042/DL14*",26,41,1473.76,1,"ks","8591728431686",94051098,2,2.4,1,"0,33x0,315x0,135",null,0.014]
[43169,"AURA DL2","IN-24K52/042/DL14*","2x13",41,1683.84,1,"ks","8591728431693",94051098,2.1,2.5,1,"0,33x0,315x0,135",null,0.014]
[43170,"AURA DL2","E-15K52/042/DL14*",18,41,1821.12,1,"ks","8591728431709",94051098,1.9,2.3,1,"0,33x0,315x0,135",null,0.014]
[43171,"AURA DL2","E-16K52/042/DL14*",26,41,1821.12,1,"ks","8591728431716",94051098,1.9,2.3,1,"0,33x0,315x0,135",null,0.014]
[43172,"AURA DL2","E-24K52/042/DL14*","2x13",41,1931.36,1,"ks","8591728431723",94051098,2,2.4,1,"0,33x0,315x0,135",null,0.014]
[43173,"AURA DL2","IN-12K52/042/DL14 HF*",60,41,1787.84,1,"ks","8591728431730",94051091,1.8,2.2,1,"0,33x0,315x0,135",null,0.014]
[43174,"AURA DL2","E-15K52/042/DL14 HF*",18,41,2306.8,1,"ks","8591728431747",94051098,2,2.4,1,"0,33x0,315x0,135",null,0.014]
[43175,"AURA DL2","E-16K52/042/DL14 HF*",26,41,2306.8,1,"ks","8591728431754",94051098,2,2.4,1,"0,33x0,315x0,135",null,0.014]
[43176,"AURA DL2","NZ-13/042/DL14*",13,41,2261.04,1,"ks","8591728431761",94051098,2.2,2.6,1,"0,33x0,315x0,135",null,0.014]
[43177,"AURA DL2","NK-E-13/042/DL14*",13,41,2957.84,1,"ks","8591728431778",94051098,2.3,2.7,1,"0,33x0,315x0,135",null,0.014]
[55302,"AURA DL2","NK-E-18/042/DL14*",18,41,2957.84,1,"ks","8591728553029",94051098,2.3,2.7,1,"0,33x0,315x0,135",null,0.014]
[43194,"AURA DL2","IN-12K52/042/DL15",100,41,1281.3600000000001,1,"ks","8591728431945",94051091,1.7,2.1,1,"0,33x0,315x0,135",null,0.014]
[43195,"AURA DL2","IN-22K52/042/DL15","2x60",41,1325.04,1,"ks","8591728431952",94051091,1.8,2.2,1,"0,33x0,315x0,135",null,0.014]
[43196,"AURA DL2","IN-15K52/042/DL15*",18,41,1460.24,1,"ks","8591728431969",94051098,2,2.4,1,"0,33x0,315x0,135",null,0.014]
[43197,"AURA DL2","IN-16K52/042/DL15*",26,41,1473.76,1,"ks","8591728431976",94051098,2,2.4,1,"0,33x0,315x0,135",null,0.014]
[43198,"AURA DL2","IN-24K52/042/DL15*","2x13",41,1683.84,1,"ks","8591728431983",94051098,2.1,2.5,1,"0,33x0,315x0,135",null,0.014]
[43199,"AURA DL2","E-15K52/042/DL15*",18,41,1821.12,1,"ks","8591728431990",94051098,1.9,2.3,1,"0,33x0,315x0,135",null,0.014]
[43200,"AURA DL2","E-16K52/042/DL15*",26,41,1821.12,1,"ks","8591728432003",94051098,1.9,2.3,1,"0,33x0,315x0,135",null,0.014]
[43201,"AURA DL2","E-24K52/042/DL15*","2x13",41,1931.36,1,"ks","8591728432010",94051098,2,2.4,1,"0,33x0,315x0,135",null,0.014]
[43202,"AURA DL2","IN-12K52/042/DL15HF*",60,41,1787.84,1,"ks","8591728432027",94051091,1.8,2.2,1,"0,33x0,315x0,135",null,0.014]
[43203,"AURA DL2","E-15K52/042/DL15 HF*",18,41,2306.8,1,"ks","8591728432034",94051098,1.9,2.3,1,"0,33x0,315x0,135",null,0.014]
[43204,"AURA DL2","E-16K52/042/DL15 HF*",26,41,2306.8,1,"ks","8591728432041",94051098,1.9,2.3,1,"0,33x0,315x0,135",null,0.014]
[43205,"AURA DL2","NZ-13/042/DL15*",13,41,2261.04,1,"ks","8591728432058",94051098,2.2,2.6,1,"0,33x0,315x0,135",null,0.014]
[43206,"AURA DL2","NK-E-13/042/DL15*",13,41,2957.84,1,"ks","8591728432065",94051098,2.3,2.7,1,"0,33x0,315x0,135",null,0.014]
[55303,"AURA DL2","NK-E-18/042/DL15*",18,41,2957.84,1,"ks","8591728553036",94051098,2.3,2.7,1,"0,33x0,315x0,135",null,0.014]
[42630,"AURA 3","IN-12K63/062",100,43,810.56,1,"ks","8591728426309",94051091,2.4,2.7,1,"0,375x0,355x0,13",null,0.017]
[40055,"AURA 3","IN-22K63/062","2x75",43,843.8399999999999,1,"ks","8591728400552",94051091,2.5,2.8,1,"0,375x0,355x0,13",null,0.017]
[42306,"AURA 3","IN-16K63/062*",26,43,1002.96,1,"ks","8591728423063",94051098,2.7,3,1,"0,375x0,355x0,13",null,0.017]
[40057,"AURA 3","IN-25K63/062*","2x18",43,1202.6399999999999,1,"ks","8591728400576",94051098,2.8,3.1,1,"0,375x0,355x0,13",null,0.017]
[42307,"AURA 3","E-16K63/062*",26,43,1350.3200000000002,1,"ks","8591728423070",94051098,2.6,2.9,1,"0,375x0,355x0,13",null,0.017]
[40059,"AURA 3","E-25K63/062*","2x18",43,1470.96,1,"ks","8591728400590",94051098,2.7,3,1,"0,375x0,355x0,13",null,0.017]
[42634,"AURA 3","ES-25K63/062 1-10V*","2x18",43,2344.56,1,"ks","8591728426347",94051098,2.7,3,1,"0,375x0,355x0,13",null,0.017]
[44018,"AURA 3","ES-25K63/062 DALI*","2x18",43,2564,1,"ks","8591728440183",94051098,2.7,3,1,"0,375x0,355x0,13",null,0.017]
[46102,"AURA 3","IN-12K63/062 HF",75,43,1317.04,1,"ks","8591728461027",94051091,2.5,2.8,1,"0,375x0,355x0,13",null,0.017]
[46141,"AURA 3","E-16K63/062 HF*",26,43,1856.8,1,"ks","8591728461416",94051098,2.7,3,1,"0,375x0,355x0,13",null,0.017]
[40071,"AURA 3","NZ-18/062*",18,43,1790.24,1,"ks","8591728400712",94051098,2.8,3.1,1,"0,375x0,355x0,13",null,0.017]
[40075,"AURA 3","NK-26/062*",26,43,2098.08,1,"ks","8591728400750",94051098,3,3.1,1,"0,375x0,355x0,13",null,0.017]
[40080,"AURA 3","NK-E-18/062*",18,43,2487.04,1,"ks","8591728400804",94051098,3,3.3,1,"0,375x0,355x0,13",null,0.017]
[40081,"AURA 3","NK-E-26/062*",26,43,2487.04,1,"ks","8591728400811",94051098,3,3.3,1,"0,375x0,355x0,13",null,0.017]
[44028,"AURA 3","NK-E-26/062 HF*",26,43,3033.04,1,"ks","8591728440282",94051098,3,3.3,1,"0,375x0,355x0,13",null,0.017]
[40060,"AURA 3","IN-22D63/062","2x60",43,909.36,1,"ks","8591728400606",94051091,2.4,2.7,1,"0,375x0,355x0,13",null,0.017]
[40064,"AURA 3","E-16D63/062*",26,43,1449.12,1,"ks","8591728400644",94051098,2.5,2.8,1,"0,375x0,355x0,13",null,0.017]
[40065,"AURA 3","E-25D63/062*","2x18",43,1536.48,1,"ks","8591728400651",94051098,2.5,2.8,1,"0,375x0,355x0,13",null,0.017]
[40066,"AURA 3","IN-22DU63/062","2x60","43II",909.36,1,"ks","8591728400668",94051091,2.5,2.8,1,"0,375x0,355x0,13",null,0.017]
[40069,"AURA 3","E-16DU63/062*",26,"43II",1507.3600000000001,1,"ks","8591728400699",94051098,2.6,2.9,1,"0,375x0,355x0,13",null,0.017]
[40073,"AURA 3","NZ-18/DU/062*",18,"43II",2008.64,1,"ks","8591728400736",94051098,2.8,3.1,1,"0,375x0,355x0,13",null,0.017]
[40084,"AURA 3","NK-E-13/DU/062*",13,"43II",2585.84,1,"ks","8591728400842",94051098,2.9,3.19,1,"0,375x0,355x0,13",null,0.017]
[43223,"AURA DL3","IN-12K63/062/DL4",100,41,1339.92,1,"ks","8591728432232",94051091,2.8,3.3,1,"0,41x0,39x0,14",null,0.022]
[43224,"AURA DL3","IN-22K63/062/DL4","2x75",41,1373.2,1,"ks","8591728432249",94051091,2.9,3.4,1,"0,41x0,39x0,14",null,0.022]
[43225,"AURA DL3","IN-16K63/062/DL4*",26,41,1532.3200000000002,1,"ks","8591728432256",94051098,3.1,3.6,1,"0,41x0,39x0,14",null,0.022]
[43226,"AURA DL3","IN-25K63/062/DL4*","2x18",41,1732,1,"ks","8591728432263",94051098,3.2,3.7,1,"0,41x0,39x0,14",null,0.022]
[43227,"AURA DL3","E-16K63/062/DL4*",26,41,1879.68,1,"ks","8591728432270",94051098,3,3.5,1,"0,41x0,39x0,14",null,0.022]
[43228,"AURA DL3","E-25K63/062/DL4*","2x18",41,2000.32,1,"ks","8591728432287",94051098,3.1,3.6,1,"0,41x0,39x0,14",null,0.022]
[43229,"AURA DL3","ES-25K63/062/DL4 1-10V*","2x18",41,2873.92,1,"ks","8591728432294",94051098,3.1,3.6,1,"0,41x0,39x0,14",null,0.022]
[43231,"AURA DL3","ES-25K63/062/DL4 DALI*","2x18",41,3093.36,1,"ks","8591728432317",94051098,3.1,3.6,1,"0,41x0,39x0,14",null,0.022]
[43232,"AURA DL3","IN-12K63/062/DL4 HF",75,41,1846.4,1,"ks","8591728432324",94051091,2.9,3.4,1,"0,41x0,39x0,14",null,0.022]
[43233,"AURA DL3","E-16K63/062/DL4 HF*",26,41,2386.16,1,"ks","8591728432331",94051098,3.1,3.6,1,"0,41x0,39x0,14",null,0.022]
[43234,"AURA DL3","NZ-18/062/DL4*",18,41,2319.6,1,"ks","8591728432348",94051098,3.2,3.7,1,"0,41x0,39x0,14",null,0.022]
[43236,"AURA DL3","NK-26/062/DL4*",26,41,2627.44,1,"ks","8591728432362",94051098,3.4,3.9,1,"0,41x0,39x0,14",null,0.022]
[43237,"AURA DL3","NK-E-18/062/DL4*",18,41,2669.04,1,"ks","8591728432379",94051098,3.4,3.9,1,"0,41x0,39x0,14",null,0.022]
[43238,"AURA DL3","NK-E-26/062/DL4*",26,41,2669.04,1,"ks","8591728432386",94051098,3.4,3.9,1,"0,41x0,39x0,14",null,0.022]
[55304,"AURA DL3","NK-E-26/062/DL4 HF*",26,41,3215.04,1,"ks","8591728553043",94051098,3.4,3.9,1,"0,41x0,39x0,14",null,0.022]
[43258,"AURA DL3","IN-12K63/062/DL14",100,41,1713.28,1,"ks","8591728432584",94051091,2.8,3.3,1,"0,41x0,39x0,14",null,0.022]
[43259,"AURA DL3","IN-22K63/062/DL14","2x75",41,1746.56,1,"ks","8591728432591",94051091,2.9,3.4,1,"0,41x0,39x0,14",null,0.022]
[43260,"AURA DL3","IN-16K63/062/DL14*",26,41,1905.68,1,"ks","8591728432607",94051098,3.1,3.6,1,"0,41x0,39x0,14",null,0.022]
[43261,"AURA DL3","IN-25K63/062/DL14*","2x18",41,2105.3599999999997,1,"ks","8591728432614",94051098,3.2,3.7,1,"0,41x0,39x0,14",null,0.022]
[43262,"AURA DL3","E-16K63/062/DL14*",26,41,2253.04,1,"ks","8591728432621",94051098,3,3.5,1,"0,41x0,39x0,14",null,0.022]
[43263,"AURA DL3","E-25K63/062/DL14*","2x18",41,2373.6800000000003,1,"ks","8591728432638",94051098,3.1,3.6,1,"0,41x0,39x0,14",null,0.022]
[43264,"AURA DL3","ES-25K63/062/DL14 1-10V*","2x18",41,3247.28,1,"ks","8591728432645",94051098,3.1,3.6,1,"0,41x0,39x0,14",null,0.022]
[43266,"AURA DL3","ES-25K63/062/DL14 DALI*","2x18",41,3466.72,1,"ks","8591728432669",94051098,3.1,3.6,1,"0,41x0,39x0,14",null,0.022]
[43267,"AURA DL3","IN-12K63/062/DL14 HF",75,41,2219.76,1,"ks","8591728432676",94051091,2.9,3.4,1,"0,41x0,39x0,14",null,0.022]
[43268,"AURA DL3","E-16K63/062/DL14 HF*",26,41,2759.52,1,"ks","8591728432683",94051098,3.1,3.6,1,"0,41x0,39x0,14",null,0.022]
[43269,"AURA DL3","NZ-18/062/DL14*",18,41,2692.96,1,"ks","8591728432690",94051098,3.2,3.7,1,"0,41x0,39x0,14",null,0.022]
[43271,"AURA DL3","NK-26/062/DL14*",26,41,3000.8,1,"ks","8591728432713",94051098,3.4,3.9,1,"0,41x0,39x0,14",null,0.022]
[43272,"AURA DL3","NK-E-18/062/DL14*",18,41,3042.4,1,"ks","8591728432720",94051098,3.4,3.9,1,"0,41x0,39x0,14",null,0.022]
[43273,"AURA DL3","NK-E-26/062/DL14*",26,41,3042.4,1,"ks","8591728432737",94051098,3.4,3.9,1,"0,41x0,39x0,14",null,0.022]
[55305,"AURA DL3","NK-E-26/062/DL14 HF*",26,41,3588.4,1,"ks","8591728553050",94051098,3.4,3.9,1,"0,41x0,39x0,14",null,0.022]
[43293,"AURA DL3","IN-12K63/062/DL15",100,41,1713.28,1,"ks","8591728432935",94051091,2.8,3.3,1,"0,41x0,39x0,14",null,0.022]
[43294,"AURA DL3","IN-22K63/062/DL15","2x75",41,1746.56,1,"ks","8591728432942",94051091,2.9,3.4,1,"0,41x0,39x0,14",null,0.022]
[43295,"AURA DL3","IN-16K63/062/DL15*",26,41,1905.68,1,"ks","8591728432959",94051098,3.1,3.6,1,"0,41x0,39x0,14",null,0.022]
[43296,"AURA DL3","IN-25K63/062/DL15*","2x18",41,2105.3599999999997,1,"ks","8591728432966",94051098,3.2,3.7,1,"0,41x0,39x0,14",null,0.022]
[43297,"AURA DL3","E-16K63/062/DL15*",26,41,2253.04,1,"ks","8591728432973",94051098,3,3.5,1,"0,41x0,39x0,14",null,0.022]
[43298,"AURA DL3","E-25K63/062/DL15*","2x18",41,2373.6800000000003,1,"ks","8591728432980",94051098,3.1,3.6,1,"0,41x0,39x0,14",null,0.022]
[43299,"AURA DL3","ES-25K63/062/DL15 1-10V*","2x18",41,3247.28,1,"ks","8591728432997",94051098,3.1,3.6,1,"0,41x0,39x0,14",null,0.022]
[43301,"AURA DL3","ES-25K63/062/DL15 DALI*","2x18",41,3466.72,1,"ks","8591728433017",94051098,3.1,3.61,1,"0,41x0,39x0,14",null,0.022]
[43302,"AURA DL3","IN-12K63/062/DL15 HF",75,41,2219.76,1,"ks","8591728433024",94051091,2.9,3.4,1,"0,41x0,39x0,14",null,0.022]
[43303,"AURA DL3","E-16K63/062/DL15 HF*",26,41,2759.52,1,"ks","8591728433031",94051098,3.1,3.6,1,"0,41x0,39x0,14",null,0.022]
[43304,"AURA DL3","NZ-18/062/DL15*",18,41,2692.96,1,"ks","8591728433048",94051098,3.2,3.7,1,"0,41x0,39x0,14",null,0.022]
[43306,"AURA DL3","NK-26/062/DL15*",26,41,3000.8,1,"ks","8591728433062",94051098,3.4,3.9,1,"0,41x0,39x0,14",null,0.022]
[43307,"AURA DL3","NK-E-18/062/DL15*",18,41,3042.4,1,"ks","8591728433079",94051098,3.4,3.9,1,"0,41x0,39x0,14",null,0.022]
[43308,"AURA DL3","NK-E-26/062/DL15*",26,41,3042.4,1,"ks","8591728433086",94051098,3.4,3.9,1,"0,41x0,39x0,14",null,0.022]
[55306,"AURA DL3","NK-E-26/062/DL15 HF*",26,41,3588.4,1,"ks","8591728553067",94051098,3.4,3.9,1,"0,41x0,39x0,14",null,0.022]
[40086,"AURA 4","IN-22K74/072","2x75",43,1425.12,1,"ks","8591728400866",94051091,3.5,3.9,1,"0,435x0,435x0,13",null,0.025]
[42304,"AURA 4","IN-17K74/072*",36,43,1643.52,1,"ks","8591728423049",94051098,3.7,4.1,1,"0,435x0,435x0,13",null,0.025]
[40087,"AURA 4","IN-26K74/072*","2x26",43,1812,1,"ks","8591728400873",94051098,3.8,4.2,1,"0,435x0,435x0,13",null,0.025]
[42305,"AURA 4","E-17K74/072*",36,43,1965.92,1,"ks","8591728423056",94051098,3.6,4,1,"0,435x0,435x0,13",null,0.025]
[40088,"AURA 4","E-26K74/072*","2x26",43,2052.24,1,"ks","8591728400880",94051098,3.7,4.1,1,"0,435x0,435x0,13",null,0.025]
[42308,"AURA 4","E-26K74/072 32W*","2x32",43,2052.24,1,"ks","8591728423087",94051098,3.7,4.1,1,"0,435x0,435x0,13",null,0.025]
[42419,"AURA 4","ES-26K74/072 1-10V*","2x26",43,2959.12,1,"ks","8591728424190",94051098,3.7,4.1,1,"0,435x0,435x0,13",null,0.025]
[44015,"AURA 4","ES-26K74/072 DALI*","2x26",43,3178.56,1,"ks","8591728440152",94051098,3.7,4.1,1,"0,435x0,435x0,13",null,0.025]
[46104,"AURA 4","IN-22K74/072 HF","2x60",43,1931.6,1,"ks","8591728461041",94051091,3.7,4.1,1,"0,435x0,435x0,13",null,0.025]
[46143,"AURA 4","E-17K74/072 HF*",36,43,2472.4,1,"ks","8591728461430",94051098,3.7,4.1,1,"0,435x0,435x0,13",null,0.025]
[40092,"AURA 4","NK-36/072*",36,43,2771.92,1,"ks","8591728400927",94051098,3.9,4.3,1,"0,435x0,435x0,13",null,0.025]
[40093,"AURA 4","NK-E-36/072*",36,43,3102.64,1,"ks","8591728400934",94051098,3.9,4.3,1,"0,435x0,435x0,13",null,0.025]
[40094,"AURA 4","NK-E-26/072*",26,43,3102.64,1,"ks","8591728400941",94051098,3.9,4.3,1,"0,435x0,435x0,13",null,0.025]
[46202,"AURA 4","NKC-226/13/072*","2x26",43,3624.72,1,"ks","8591728462024",94051098,4,4.4,1,"0,435x0,435x0,13",null,0.025]
[43328,"AURA DL4","IN-22K74/072/DL4","2x75",41,2042.88,1,"ks","8591728433284",94051091,4.1,4.8,1,"0,48x0,46x0,14",null,0.031]
[43329,"AURA DL4","IN-17K74/072/DL4*",36,41,2261.2799999999997,1,"ks","8591728433291",94051098,4.3,5,1,"0,48x0,46x0,14",null,0.031]
[43330,"AURA DL4","IN-26K74/072/DL4*","2x26",41,2429.76,1,"ks","8591728433307",94051098,4.4,5.1,1,"0,48x0,46x0,14",null,0.031]
[43331,"AURA DL4","E-17K74/072/DL4*",36,41,2583.6800000000003,1,"ks","8591728433314",94051098,4.2,4.9,1,"0,48x0,46x0,14",null,0.031]
[43332,"AURA DL4","E-26K74/072/DL4*","2x26",41,2670,1,"ks","8591728433321",94051098,4.3,5,1,"0,48x0,46x0,14",null,0.031]
[43333,"AURA DL4","E-26K74/072/DL4 32W*","2x32",41,2670,1,"ks","8591728433338",94051098,4.3,5,1,"0,48x0,46x0,14",null,0.031]
[43334,"AURA DL4","ES-26K74/072/DL4 1-10V*","2x26",41,3576.88,1,"ks","8591728433345",94051098,4.3,5,1,"0,48x0,46x0,14",null,0.031]
[43336,"AURA DL4","ES-26K74/072/DL4 DALI*","2x26",41,3796.32,1,"ks","8591728433369",94051098,4.3,5,1,"0,48x0,46x0,14",null,0.031]
[43337,"AURA DL4","IN-22K74/072/DL4 HF","2x60",41,2549.3599999999997,1,"ks","8591728433376",94051091,4.2,4.9,1,"0,48x0,46x0,14",null,0.031]
[43338,"AURA DL4","E-17K74/072/DL4 HF*",36,41,3090.16,1,"ks","8591728433383",94051098,4.3,5,1,"0,48x0,46x0,14",null,0.031]
[43341,"AURA DL4","NK-36/072/DL4*",36,41,3389.68,1,"ks","8591728433413",94051098,4.5,5.2,1,"0,48x0,46x0,14",null,0.031]
[43343,"AURA DL4","NK-E-36/072/DL4*",36,41,3720.4,1,"ks","8591728433437",94051098,4.5,5.2,1,"0,48x0,46x0,14",null,0.031]
[43344,"AURA DL4","NKC-226/13/072/DL4*","2x26",41,4242.48,1,"ks","8591728433444",94051098,4.6,5.3,1,"0,48x0,46x0,14",null,0.031]
[43345,"AURA DL4","IN-22K74/072/DL14","2x75",41,2520.24,1,"ks","8591728433451",94051091,4.1,4.8,1,"0,48x0,46x0,14",null,0.031]
[43346,"AURA DL4","IN-17K74/072/DL14*",36,41,2738.6400000000003,1,"ks","8591728433468",94051098,4.3,5,1,"0,48x0,46x0,14",null,0.031]
[43347,"AURA DL4","IN-26K74/072/DL14*","2x26",41,2907.12,1,"ks","8591728433475",94051098,4.4,5.1,1,"0,48x0,46x0,14",null,0.031]
[43348,"AURA DL4","E-17K74/072/DL14*",36,41,3061.04,1,"ks","8591728433482",94051098,4.2,4.9,1,"0,48x0,46x0,14",null,0.031]
[43349,"AURA DL4","E-26K74/072/DL14*","2x26",41,3147.36,1,"ks","8591728433499",94051098,4.3,5,1,"0,48x0,46x0,14",null,0.031]
[43350,"AURA DL4","E-26K74/072/DL14 32W*","2x32",41,3147.36,1,"ks","8591728433505",94051098,4.3,5,1,"0,48x0,46x0,14",null,0.031]
[43351,"AURA DL4","ES-26K74/072/DL14 1-10V*","2x26",41,4054.24,1,"ks","8591728433512",94051098,4.3,5,1,"0,48x0,46x0,14",null,0.031]
[43353,"AURA DL4","ES-26K74/072/DL14 DALI*","2x26",41,4273.68,1,"ks","8591728433536",94051098,4.3,5,1,"0,48x0,46x0,14",null,0.031]
[43354,"AURA DL4","IN-22K74/072/DL14 HF","2x60",41,3026.7200000000003,1,"ks","8591728433543",94051091,4.2,4.9,1,"0,48x0,46x0,14",null,0.031]
[43355,"AURA DL4","E-17K74/072/DL14 HF*",36,41,3567.52,1,"ks","8591728433550",94051098,4.3,5,1,"0,48x0,46x0,14",null,0.031]
[43358,"AURA DL4","NK-36/072/DL14*",36,41,3867.04,1,"ks","8591728433581",94051098,4.5,5.2,1,"0,48x0,46x0,14",null,0.031]
[43360,"AURA DL4","NK-E-36/072/DL14*",36,41,4197.76,1,"ks","8591728433604",94051098,4.5,5.2,1,"0,48x0,46x0,14",null,0.031]
[43361,"AURA DL4","NKC-226/13/072/DL14*","2x26",41,4719.84,1,"ks","8591728433611",94051098,4.6,5.3,1,"0,48x0,46x0,14",null,0.031]
[43362,"AURA DL4","IN-22K74/072/DL15 ","2x75",41,2520.24,1,"ks","8591728433628",94051091,4.1,4.8,1,"0,48x0,46x0,14",null,0.031]
[43363,"AURA DL4","IN-17K74/072/DL15*",36,41,2738.6400000000003,1,"ks","8591728433635",94051098,4.3,5,1,"0,48x0,46x0,14",null,0.031]
[43364,"AURA DL4","IN-26K74/072/DL15*","2x26",41,2907.12,1,"ks","8591728433642",94051098,4.4,5.1,1,"0,48x0,46x0,14",null,0.031]
[43365,"AURA DL4","E-17K74/072/DL15*",36,41,3061.04,1,"ks","8591728433659",94051098,4.2,4.9,1,"0,48x0,46x0,14",null,0.031]
[43366,"AURA DL4","E-26K74/072/DL15*","2x26",41,3147.36,1,"ks","8591728433666",94051098,4.3,5,1,"0,48x0,46x0,14",null,0.031]
[43367,"AURA DL4","E-26K74/072/DL15 32W*","2x32",41,3147.36,1,"ks","8591728433673",94051098,4.3,5,1,"0,48x0,46x0,14",null,0.031]
[43368,"AURA DL4","ES-26K74/072/DL15 1-10V*","2x26",41,4054.24,1,"ks","8591728433680",94051098,4.3,5,1,"0,48x0,46x0,14",null,0.031]
[43370,"AURA DL4","ES-26K74/072/DL15 DALI*","2x26",41,4273.68,1,"ks","8591728433703",94051098,4.3,5,1,"0,48x0,46x0,14",null,0.031]
[43371,"AURA DL4","IN-22K74/072/DL15 HF","2x60",41,3026.7200000000003,1,"ks","8591728433710",94051091,4.2,4.9,1,"0,48x0,46x0,14",null,0.031]
[43372,"AURA DL4","E-17K74/072/DL15 HF*",36,41,3567.52,1,"ks","8591728433727",94051098,4.3,5,1,"0,48x0,46x0,14",null,0.031]
[43375,"AURA DL4","NK-36/072/DL15*",36,41,3867.04,1,"ks","8591728433758",94051098,4.5,5.2,1,"0,48x0,46x0,14",null,0.031]
[43377,"AURA DL4","NK-E-36/072/DL15*",36,41,4197.76,1,"ks","8591728433772",94051098,4.5,5.2,1,"0,48x0,46x0,14",null,0.031]
[43378,"AURA DL4","NKC-226/13/072/DL15*","2x26",41,4719.84,1,"ks","8591728433789",94051098,4.6,5.2,1,"0,48x0,46x0,14",null,0.031]
[40095,"AURA 5","IN-32K86/082","3x60",43,2245.76,1,"ks","8591728400958",94051091,3.7,4.2,1,"0,515x0,495x0,14",null,0.036]
[40096,"AURA 5","IN-27K86/082*","2x36",43,2712.7200000000003,1,"ks","8591728400965",94051098,4,4.5,1,"0,515x0,495x0,14",null,0.036]
[42554,"AURA 5","E-204K86/082*","22+40",43,3009.12,1,"ks","8591728425548",94051098,3.8,4.3,1,"0,515x0,495x0,14",null,0.036]
[40097,"AURA 5","E-27K86/082*","2x36",43,3009.12,1,"ks","8591728400972",94051098,3.8,4.3,1,"0,515x0,495x0,14",null,0.036]
[42309,"AURA 5","E-28K86/082*","2x42",43,3009.12,1,"ks","8591728423094",94051098,3.8,4.3,1,"0,515x0,495x0,14",null,0.036]
[44029,"AURA 5","ES-26K86/082 32W 1-10V*","2x32",43,4032.48,1,"ks","8591728440299",94051098,3.8,4.3,1,"0,515x0,495x0,14",null,0.036]
[44030,"AURA 5","ES-26K86/082 32W DALI*","2x32",43,4106.32,1,"ks","8591728440305",94051098,3.8,4.3,1,"0,515x0,495x0,14",null,0.036]
[44031,"AURA 5","ES-28K86/082 1-10V*","2x42",43,4032.48,1,"ks","8591728440312",94051098,3.8,4.3,1,"0,515x0,495x0,14",null,0.036]
[44032,"AURA 5","ES-28K86/082 DALI*","2x42",43,4106.32,1,"ks","8591728440329",94051098,3.8,4.3,1,"0,515x0,495x0,14",null,0.036]
[46105,"AURA 5","IN-22K86/082 HF","2x60",43,2752.24,1,"ks","8591728461058",94051091,3.8,4.3,1,"0,515x0,495x0,14",null,0.036]
[46144,"AURA 5","E-17K86/082 HF*",36,43,3303.44,1,"ks","8591728461447",94051098,4,4.5,1,"0,515x0,495x0,14",null,0.036]
[40101,"AURA 5","NK-36/082*",36,43,3567.6,1,"ks","8591728401016",94051098,4.2,4.7,1,"0,515x0,495x0,14",null,0.036]
[40103,"AURA 5","NK-E-36/082*",36,43,4145.84,1,"ks","8591728401030",94051098,4.2,4.7,1,"0,515x0,495x0,14",null,0.036]
[46203,"AURA 5","NKC-226/13/082*","2x26",43,4445.360000000001,1,"ks","8591728462031",94051098,4.4,4.9,1,"0,515x0,495x0,14",null,0.036]
[46283,"AURA 5","NKC-232/16/082*","2x32",43,5122.4,1,"ks","8591728462833",94051098,4.7,5.2,1,"0,515x0,495x0,14",null,0.036]
[43379,"AURA DL5","IN-32K86/082/DL4","3x60",41,2893.6800000000003,1,"ks","8591728433796",94051091,4.5,5.3,1,"0,555x0,535x0,145",null,0.043]
[43380,"AURA DL5","IN-27K86/082/DL4*","2x36",41,3360.6400000000003,1,"ks","8591728433802",94051098,4.8,5.6,1,"0,555x0,535x0,145",null,0.043]
[43381,"AURA DL5","E-204K86/082/DL4*","22+40",41,3657.04,1,"ks","8591728433819",94051098,4.6,5.4,1,"0,555x0,535x0,145",null,0.043]
[43382,"AURA DL5","E-27K86/082/DL4*","2x36",41,3657.04,1,"ks","8591728433826",94051098,4.6,5.4,1,"0,555x0,535x0,145",null,0.043]
[43383,"AURA DL5","E-28K86/082/DL4*","2x42",41,3657.04,1,"ks","8591728433833",94051098,4.6,5.4,1,"0,555x0,535x0,145",null,0.043]
[43976,"AURA DL5","ES-26K86/082/DL4 32W 1-10V*","2x32",43,4680.4,1,"ks","8591728439767",94051098,3.8,4.3,1,"0,555x0,535x0,145",null,0.043]
[43977,"AURA DL5","ES-26K86/082/DL4 32W DALI*","2x32",43,4754.24,1,"ks","8591728439774",94051098,3.8,4.3,1,"0,555x0,535x0,145",null,0.043]
[43978,"AURA DL5","ES-28K86/082/DL4 1-10V*","2x42",43,4680.4,1,"ks","8591728439781",94051098,3.8,4.3,1,"0,555x0,535x0,145",null,0.043]
[43979,"AURA DL5","ES-28K86/082/DL4 DALI*","2x42",43,4754.24,1,"ks","8591728439798",94051098,3.8,4.3,1,"0,555x0,535x0,145",null,0.043]
[43387,"AURA DL5","IN-22K86/082/DL4 HF","2x60",41,3400.16,1,"ks","8591728433871",94051091,4.6,5.4,1,"0,555x0,535x0,145",null,0.043]
[43388,"AURA DL5","E-17K86/082/DL4 HF*",36,41,3951.36,1,"ks","8591728433888",94051098,4.8,5.6,1,"0,555x0,535x0,145",null,0.043]
[43391,"AURA DL5","NK-36/082/DL4*",36,41,4215.52,1,"ks","8591728433918",94051098,5,5.8,1,"0,555x0,535x0,145",null,0.043]
[43393,"AURA DL5","NK-E-36/082/DL4*",36,41,4589.92,1,"ks","8591728433932",94051098,5,5.8,1,"0,555x0,535x0,145",null,0.043]
[43394,"AURA DL5","NKC-226/13/082/DL4*","2x26",41,5093.280000000001,1,"ks","8591728433949",94051098,5.1,5.9,1,"0,555x0,535x0,145",null,0.043]
[43980,"AURA DL5","NKC-232/16/082/DL4*","2x32",41,5770.32,1,"ks","8591728439804",94051098,5.3,6.2,1,"0,555x0,535x0,145",null,0.043]
[43395,"AURA DL5","IN-32K86/082/DL14","3x60",41,3490.6400000000003,1,"ks","8591728433956",94051091,4.5,5.3,1,"0,555x0,535x0,145",null,0.043]
[43396,"AURA DL5","IN-27K86/082/DL14*","2x36",41,3957.6,1,"ks","8591728433963",94051098,4.8,5.6,1,"0,555x0,535x0,145",null,0.043]
[43397,"AURA DL5","E-204K86/082/DL14*","22+40",41,4254,1,"ks","8591728433970",94051098,4.6,5.4,1,"0,555x0,535x0,145",null,0.043]
[43398,"AURA DL5","E-27K86/082/DL14*","2x36",41,4254,1,"ks","8591728433987",94051098,4.6,5.4,1,"0,555x0,535x0,145",null,0.043]
[43399,"AURA DL5","E-28K86/082/DL14*","2x42",41,4254,1,"ks","8591728433994",94051098,4.6,5.4,1,"0,555x0,535x0,145",null,0.043]
[43981,"AURA DL5","ES-26K86/082/DL14 32W 1-10V*","2x32",43,5277.360000000001,1,"ks","8591728439811",94051098,3.8,4.3,1,"0,555x0,535x0,145",null,0.043]
[43982,"AURA DL5","ES-26K86/082/DL14 32W DALI*","2x32",43,5351.2,1,"ks","8591728439828",94051098,3.8,4.3,1,"0,555x0,535x0,145",null,0.043]
[43983,"AURA DL5","ES-28K86/082/DL14 1-10V*","2x42",43,5277.360000000001,1,"ks","8591728439835",94051098,3.8,4.3,1,"0,555x0,535x0,145",null,0.043]
[43984,"AURA DL5","ES-28K86/082/DL14 DALI*","2x42",43,5351.2,1,"ks","8591728439842",94051098,3.8,4.3,1,"0,555x0,535x0,145",null,0.043]
[43403,"AURA DL5","IN-22K86/082/DL14 HF","2x60",41,3997.12,1,"ks","8591728434038",94051091,4.6,5.4,1,"0,555x0,535x0,145",null,0.043]
[43404,"AURA DL5","E-17K86/082/DL14 HF*",36,41,4548.32,1,"ks","8591728434045",94051098,4.8,5.6,1,"0,555x0,535x0,145",null,0.043]
[43407,"AURA DL5","NK-36/082/DL14*",36,41,4812.48,1,"ks","8591728434076",94051098,5,5.8,1,"0,555x0,535x0,145",null,0.043]
[43409,"AURA DL5","NK-E-36/082/DL14*",36,41,5390.719999999999,1,"ks","8591728434090",94051098,5,5.8,1,"0,555x0,535x0,145",null,0.043]
[43410,"AURA DL5","NKC-226/13/082/DL14*","2x26",41,5690.24,1,"ks","8591728434106",94051098,5.1,5.9,1,"0,555x0,535x0,145",null,0.043]
[43985,"AURA DL5","NKC-232/16/082/DL14*","2x32",41,6367.28,1,"ks","8591728439859",94051098,5.4,6.2,1,"0,555x0,535x0,145",null,0.043]
[43411,"AURA DL5","IN-32K86/082/DL15","3x60",41,3490.6400000000003,1,"ks","8591728434113",94051091,4.5,5.3,1,"0,555x0,535x0,145",null,0.043]
[43412,"AURA DL5","IN-27K86/082/DL15*","2x36",41,3957.6,1,"ks","8591728434120",94051098,4.8,5.6,1,"0,555x0,535x0,145",null,0.043]
[43413,"AURA DL5","E-204K86/082/DL15*","22+40",41,4254,1,"ks","8591728434137",94051098,4.6,5.4,1,"0,555x0,535x0,145",null,0.043]
[43414,"AURA DL5","E-27K86/082/DL15*","2x36",41,4254,1,"ks","8591728434144",94051098,4.6,5.4,1,"0,555x0,535x0,145",null,0.043]
[43415,"AURA DL5","E-28K86/082/DL15*","2x42",41,4254,1,"ks","8591728434151",94051098,4.6,5.4,1,"0,555x0,535x0,145",null,0.043]
[43986,"AURA DL5","ES-26K86/082/DL15 32W 1-10V*","2x32",43,5277.360000000001,1,"ks","8591728439866",94051098,3.8,4.3,1,"0,555x0,535x0,145",null,0.043]
[43987,"AURA DL5","ES-26K86/082/DL15 32W DALI*","2x32",43,5351.2,1,"ks","8591728439873",94051098,3.8,4.3,1,"0,555x0,535x0,145",null,0.043]
[43988,"AURA DL5","ES-28K86/082/DL15 1-10V*","2x42",43,5277.360000000001,1,"ks","8591728439880",94051098,3.8,4.3,1,"0,555x0,535x0,145",null,0.043]
[43989,"AURA DL5","ES-28K86/082/DL15 DALI*","2x42",43,5351.2,1,"ks","8591728439897",94051098,3.8,4.3,1,"0,555x0,535x0,145",null,0.043]
[43419,"AURA DL5","IN-22K86/082/DL15 HF","2x60",41,3997.12,1,"ks","8591728434199",94051091,4.6,5.4,1,"0,555x0,535x0,145",null,0.043]
[43420,"AURA DL5","E-17K86/082/DL15 HF*",36,41,4548.32,1,"ks","8591728434205",94051091,4.8,5.6,1,"0,555x0,535x0,145",null,0.043]
[43423,"AURA DL5","NK-36/082/DL15*",36,41,4812.48,1,"ks","8591728434236",94051091,5,5.8,1,"0,555x0,535x0,145",null,0.043]
[43425,"AURA DL5","NK-E-36/082/DL15*",36,41,5390.719999999999,1,"ks","8591728434250",94051091,5,5.8,1,"0,555x0,535x0,145",null,0.043]
[43426,"AURA DL5","NKC-226/13/082/DL15*","2x26",41,5690.24,1,"ks","8591728434267",94051098,5.1,5.9,1,"0,555x0,535x0,145",null,0.043]
[43990,"AURA DL5","NKC-232/16/082/DL15*","2x32",41,6367.28,1,"ks","8591728439903",94051098,5.4,6.2,1,"0,555x0,535x0,145",null,0.043]
[42400,"AURA 9","IN-32K98/084","3x75",43,3882.6879999999996,1,"ks","8591728424008",94051091,5.8,6.6,1,"0,625x0,625x0,15",null,0.059]
[42401,"AURA 9","IN-27K98/084*","2x36",43,4349.4400000000005,1,"ks","8591728424015",94051098,6.1,6.9,1,"0,625x0,625x0,15",null,0.059]
[42402,"AURA 9","IN-46K98/084*","4x26",43,4621.92,1,"ks","8591728424022",94051098,6.7,7.5,1,"0,625x0,625x0,15",null,0.059]
[42403,"AURA 9","E-27K98/084*","2x36",43,4645.84,1,"ks","8591728424039",94051098,6.6,7.4,1,"0,625x0,625x0,15",null,0.059]
[44033,"AURA 9","E-28K98/084*","2x42",43,4645.84,1,"ks","8591728440336",94051098,6.6,7.4,1,"0,625x0,625x0,15",null,0.059]
[42404,"AURA 9","E-46K98/084*","4x26",43,5106.5599999999995,1,"ks","8591728424046",94051098,6.7,7.5,1,"0,625x0,625x0,15",null,0.059]
[42409,"AURA 9","E-46K98/084 32W*","4x32",43,5106.5599999999995,1,"ks","8591728424091",94051098,6.7,7.5,1,"0,625x0,625x0,15",null,0.059]
[42555,"AURA 9","ES-46K98/084 1-10V*","4x26",43,6949.4400000000005,1,"ks","8591728425555",94051098,6.7,7.5,1,"0,625x0,625x0,15",null,0.059]
[42556,"AURA 9","ES-46K98/084 DALI*","4x26",43,7389.36,1,"ks","8591728425562",94051098,6.7,7.5,1,"0,625x0,625x0,15",null,0.059]
[46106,"AURA 9","IN-32K98/084 HF","3x60",43,4388.96,1,"ks","8591728461065",94051091,6.5,7.3,1,"0,625x0,625x0,15",null,0.059]
[46145,"AURA 9","E-17K98/084 HF",36,43,5152.32,1,"ks","8591728461454",94051098,6.5,7.3,1,"0,625x0,625x0,15",null,0.059]
[42405,"AURA 9","NK-36/084*",36,43,5170,1,"ks","8591728424053",94051098,6.8,7.4,1,"0,625x0,625x0,15",null,0.059]
[42406,"AURA 9","NK-E-36/084*",36,43,5782.5599999999995,1,"ks","8591728424060",94051098,7,7.8,1,"0,625x0,625x0,15",null,0.059]
[46204,"AURA 9","NKC-232/16/084*","2x32",43,6759.12,1,"ks","8591728462048",94051098,7,7.8,1,"0,625x0,625x0,15",null,0.059]
[46205,"AURA 9","NKC-242/16/084*","2x42",43,6759.12,1,"ks","8591728462055",94051098,7,7.8,1,"0,625x0,625x0,15",null,0.059]
[42222,"SATURN 1","E-101KX64/462 T5c*",22,20,1843.1872,1,"ks","8591728422226",94051098,2.5,2.8,1,"0,375x0,355x0,13",null,0.017]
[42223,"SATURN 2","E-102KX86/482 T5c*",40,20,4005,1,"ks","8591728422233",94051098,5.5,6,1,"0,515x0,495x0,14",null,0.036]
[42224,"SATURN 2","E-204KX86/482 T5c*","22+40",20,4206.76,1,"ks","8591728422240",94051098,5.8,6.3,1,"0,515x0,495x0,14",null,0.036]
[42623,"SATURN 2","E-204KX86/482 T5c 2/1*","22+40",20,4544.76,1,"ks","8591728426231",94051098,6,6.5,1,"0,515x0,495x0,14",null,0.036]
[42566,"SATURN 2","ES-204KX86/482 1-10V*","22+40",20,5211.4,1,"ks","8591728425661",94051098,6,6.5,1,"0,515x0,495x0,14",null,0.036]
[42568,"SATURN 2","ES-204KX86/482 DALI*","22+40",20,5211.4,1,"ks","8591728425685",94051098,6,6.5,1,"0,515x0,495x0,14",null,0.036]
[40104,"AURA 6","IN-12B11/011",60,20,375.68,1,"ks","8591728401047",94051091,0.8,1,1,"0,225x0,21x0,105",null,0.005]
[42702,"AURA 6","IN-12BT11/011",60,44,424.56,1,"ks","8591728427023",94051091,0.9,1,1,"0,225x0,21x0,105",null,0.005]
[40950,"AURA D6 H","IN-12B11/011/H4",60,20,509.84000000000003,1,"ks","8591728409500",94051091,1,1.2,1,"0,27x0,26x0,11",null,0.008]
[40952,"AURA D6 H","IN-12B11/011/H11",60,20,715.76,1,"ks","8591728409524",94051091,1,1.2,1,"0,27x0,26x0,11",null,0.008]
[40954,"AURA D6 H","IN-12B11/011/H12",60,20,734.48,1,"ks","8591728409548",94051091,1,1.2,1,"0,27x0,26x0,11",null,0.008]
[40956,"AURA D6 H","IN-12B11/011/H13",60,20,768.8,1,"ks","8591728409562",94051091,1,1.2,1,"0,27x0,26x0,11",null,0.008]
[40966,"AURA D6 X","IN-12B11/011/X4",60,20,462,1,"ks","8591728409661",94051091,1,1.2,1,"0,27x0,26x0,11",null,0.008]
[40968,"AURA D6 X","IN-12B11/011/X11",60,20,676.24,1,"ks","8591728409685",94051091,1,1.2,1,"0,27x0,26x0,11",null,0.008]
[40970,"AURA D6 X","IN-12B11/011/X12",60,20,796.88,1,"ks","8591728409708",94051091,1,1.2,1,"0,27x0,26x0,11",null,0.008]
[40972,"AURA D6 X","IN-12B11/011/X13",60,20,711.6,1,"ks","8591728409722",94051091,1,1.2,1,"0,27x0,26x0,11",null,0.008]
[40106,"AURA 7","IN-12B12/012",75,20,445.03839999999997,1,"ks","8591728401061",94051091,1,1.2,1,"0,27x0,26x0,11",null,0.008]
[40109,"AURA 7","IN-14B12/012*",13,20,623.96,1,"ks","8591728401092",94051098,1.3,1.5,1,"0,27x0,26x0,11",null,0.008]
[40111,"AURA 7","E-14B12/012*",13,20,859,1,"ks","8591728401115",94051098,1.2,1.4,1,"0,27x0,26x0,11",null,0.008]
[42700,"AURA 7","E-15B12/012*",18,20,859,1,"ks","8591728427009",94051098,1.2,1.4,1,"0,27x0,26x0,11",null,0.008]
[40112,"AURA 7","NZ-7/012*",7,20,1311.4,1,"ks","8591728401122",94051098,1.5,1.7,1,"0,27x0,26x0,11",null,0.008]
[42703,"AURA 7","IN-12BT12/012",75,44,493.96000000000004,1,"ks","8591728427030",94051091,1.1,1.3,1,"0,27x0,26x0,11",null,0.008]
[42704,"AURA 7","IN-14BT12/012*",13,44,672.8399999999999,1,"ks","8591728427047",94051098,1.4,1.6,1,"0,27x0,26x0,11",null,0.008]
[42705,"AURA 7","E-14BT12/012*",13,44,907.88,1,"ks","8591728427054",94051098,1.3,1.5,1,"0,27x0,26x0,11",null,0.008]
[42706,"AURA 7","E-15BT12/012*",18,44,907.88,1,"ks","8591728427061",94051098,1.3,1.5,1,"0,27x0,26x0,11",null,0.008]
[42707,"AURA 7","NZ-7/T/012*",7,44,1360.28,1,"ks","8591728427078",94051098,1.6,1.8,1,"0,27x0,26x0,11",null,0.008]
[40974,"AURA D7 H","IN-12B12/012/H4",75,20,612.6864,1,"ks","8591728409746",94051091,1.3,1.5,1,"0,32x0,31x0,12",null,0.012]
[40977,"AURA D7 H","IN-14B12/012/H4*",13,20,791.4,1,"ks","8591728409777",94051098,1.6,1.8,1,"0,32x0,31x0,12",null,0.012]
[40979,"AURA D7 H","E-14B12/012/H4*",13,20,1026.44,1,"ks","8591728409791",94051098,1.5,1.7,1,"0,32x0,31x0,12",null,0.012]
[40980,"AURA D7 H","NZ-7/012/H4*",7,20,1478.84,1,"ks","8591728409807",94051098,1.8,2,1,"0,32x0,31x0,12",null,0.012]
[40981,"AURA D7 H","IN-12B12/012/H11",75,20,888.4944,1,"ks","8591728409814",94051091,1.3,1.5,1,"0,32x0,31x0,12",null,0.012]
[40984,"AURA D7 H","IN-14B12/012/H11*",13,20,1067,1,"ks","8591728409845",94051098,1.6,1.8,1,"0,32x0,31x0,12",null,0.012]
[40986,"AURA D7 H","E-14B12/012/H11*",13,20,1302.04,1,"ks","8591728409869",94051098,1.5,1.7,1,"0,32x0,31x0,12",null,0.012]
[40987,"AURA D7 H","NZ-7/012/H11*",7,20,1754.44,1,"ks","8591728409876",94051098,1.8,2,1,"0,32x0,31x0,12",null,0.012]
[40988,"AURA D7 H","IN-12B12/012/H12",75,20,928.68,1,"ks","8591728409883",94051091,1.3,1.5,1,"0,32x0,31x0,12",null,0.012]
[40991,"AURA D7 H","IN-14B12/012/H12*",13,20,1107.56,1,"ks","8591728409913",94051098,1.6,1.8,1,"0,32x0,31x0,12",null,0.012]
[40993,"AURA D7 H","E-14B12/012/H12*",13,20,1342.6,1,"ks","8591728409937",94051098,1.5,1.7,1,"0,32x0,31x0,12",null,0.012]
[40994,"AURA D7 H","NZ-7/012/H12*",7,20,1795,1,"ks","8591728409944",94051098,1.8,2,1,"0,32x0,31x0,12",null,0.012]
[40995,"AURA D7 H","IN-12B12/012/H13",75,20,957.7167999999999,1,"ks","8591728409951",94051091,1.3,1.5,1,"0,32x0,31x0,12",null,0.012]
[40998,"AURA D7 H","IN-14B12/012/H13*",13,20,1136.6799999999998,1,"ks","8591728409982",94051098,1.6,1.8,1,"0,32x0,31x0,12",null,0.012]
[41000,"AURA D7 H","E-14B12/012/H13*",13,20,1371.72,1,"ks","8591728410001",94051098,1.5,1.7,1,"0,32x0,31x0,12",null,0.012]
[41001,"AURA D7 H","NZ-7/012/H13*",7,20,1824.12,1,"ks","8591728410018",94051098,1.8,2,1,"0,32x0,31x0,12",null,0.012]
[41030,"AURA D7 X","IN-12B12/012/X4",75,20,570.504,1,"ks","8591728410308",94051091,1.3,1.5,1,"0,32x0,31x0,12",null,0.012]
[41033,"AURA D7 X","IN-14B12/012/X4*",13,20,749.8,1,"ks","8591728410339",94051098,1.6,1.8,1,"0,32x0,31x0,12",null,0.012]
[41035,"AURA D7 X","E-14B12/012/X4*",13,20,984.84,1,"ks","8591728410353",94051098,1.5,1.7,1,"0,32x0,31x0,12",null,0.012]
[41036,"AURA D7 X","NZ-7/012/X4*",7,20,1437.24,1,"ks","8591728410360",94051098,1.8,2,1,"0,32x0,31x0,12",null,0.012]
[41037,"AURA D7 X","IN-12B12/012/X11",75,20,821.4352,1,"ks","8591728410377",94051091,1.3,1.5,1,"0,32x0,31x0,12",null,0.012]
[41040,"AURA D7 X","IN-14B12/012/X11*",13,20,1000.44,1,"ks","8591728410407",94051098,1.6,1.8,1,"0,32x0,31x0,12",null,0.012]
[41042,"AURA D7 X","E-14B12/012/X11*",13,20,1235.48,1,"ks","8591728410421",94051098,1.5,1.7,1,"0,32x0,31x0,12",null,0.012]
[41043,"AURA D7 X","NZ-7/012/X11*",7,20,1687.88,1,"ks","8591728410438",94051098,1.8,2,1,"0,32x0,31x0,12",null,0.012]
[41044,"AURA D7 X","IN-12B12/012/X12",75,20,1017.08,1,"ks","8591728410445",94051091,1.3,1.5,1,"0,32x0,31x0,12",null,0.012]
[41047,"AURA D7 X","IN-14B12/012/X12*",13,20,1237.56,1,"ks","8591728410476",94051098,1.6,1.8,1,"0,32x0,31x0,12",null,0.012]
[41049,"AURA D7 X","E-14B12/012/X12*",13,20,1472.6,1,"ks","8591728410490",94051098,1.5,1.7,1,"0,32x0,31x0,12",null,0.012]
[41050,"AURA D7 X","NZ-7/012/X12*",7,20,1925,1,"ks","8591728410506",94051098,1.8,2,1,"0,32x0,31x0,12",null,0.012]
[41051,"AURA D7 X","IN-12B12/012/X13",75,20,874.4336000000001,1,"ks","8591728410513",94051091,1.3,1.5,1,"0,32x0,31x0,12",null,0.012]
[41054,"AURA D7 X","IN-14B12/012/X13*",13,20,1052.44,1,"ks","8591728410544",94051098,1.6,1.8,1,"0,32x0,31x0,12",null,0.012]
[41056,"AURA D7 X","E-14B12/012/X13*",13,20,1288.52,1,"ks","8591728410568",94051098,1.5,1.7,1,"0,32x0,31x0,12",null,0.012]
[41057,"AURA D7 X","NZ-7/012/X13*",7,20,1740.92,1,"ks","8591728410575",94051098,1.8,2,1,"0,32x0,31x0,12",null,0.012]
[40113,"AURA 8","IN-12B13/013",100,20,540.7040000000001,1,"ks","8591728401139",94051091,1.4,1.6,1,"0,32x0,31x0,12",null,0.012]
[40114,"AURA 8","IN-22B13/013","2x60",20,583.9680000000001,1,"ks","8591728401146",94051091,1.5,1.7,1,"0,32x0,31x0,12",null,0.012]
[40116,"AURA 8","IN-15B13/013*",18,20,720,1,"ks","8591728401160",94051098,1.8,2,1,"0,32x0,31x0,12",null,0.012]
[40117,"AURA 8","IN-16B13/013*",26,20,733.52,1,"ks","8591728401177",94051098,1.8,2,1,"0,32x0,31x0,12",null,0.012]
[40118,"AURA 8","IN-24B13/013*","2x13",20,942.56,1,"ks","8591728401184",94051098,1.9,2.1,1,"0,32x0,31x0,12",null,0.012]
[40120,"AURA 8","E-15B13/013*",18,20,1080.88,1,"ks","8591728401207",94051098,1.6,1.8,1,"0,32x0,31x0,12",null,0.012]
[40121,"AURA 8","E-16B13/013*",26,20,1080.88,1,"ks","8591728401214",94051098,1.6,1.8,1,"0,32x0,31x0,12",null,0.012]
[40122,"AURA 8","E-24B13/013*","2x13",20,1210.88,1,"ks","8591728401221",94051098,1.7,1.9,1,"0,32x0,31x0,12",null,0.012]
[42701,"AURA 8","E-25B13/013*","2x18",20,1210.88,1,"ks","8591728427016",94051098,1.7,1.9,1,"0,32x0,31x0,12",null,0.012]
[46107,"AURA 8","IN-12B13/013 HF",60,20,1047.6,1,"ks","8591728461072",94051091,1.5,1.7,1,"0,32x0,31x0,12",null,0.012]
[46146,"AURA 8","E-16B13/013 HF*",26,20,1587.36,1,"ks","8591728461461",94051098,1.7,1.9,1,"0,32x0,31x0,12",null,0.012]
[40124,"AURA 8","NZ-13/013*",13,20,1520.8,1,"ks","8591728401245",94051098,1.8,2,1,"0,32x0,31x0,12",null,0.012]
[40125,"AURA 8","NK-E-13/013*",13,20,2217.6,1,"ks","8591728401252",94051098,2,2.2,1,"0,32x0,31x0,12",null,0.012]
[46405,"AURA 8","NK-E-18/013*",18,20,2217.6,1,"ks","8591728464059",94051098,2,2.2,1,"0,32x0,31x0,12",null,0.012]
[42708,"AURA 8","IN-12BT13/013",100,44,590,1,"ks","8591728427085",94051091,1.5,1.7,1,"0,32x0,31x0,12",null,0.012]
[42709,"AURA 8","IN-22BT13/013","2x60",44,632.64,1,"ks","8591728427092",94051091,1.6,1.8,1,"0,32x0,31x0,12",null,0.012]
[42710,"AURA 8","IN-15BT13/013*",18,44,768.88,1,"ks","8591728427108",94051098,1.9,2.1,1,"0,32x0,31x0,12",null,0.012]
[42711,"AURA 8","IN-16BT13/013*",26,44,768.88,1,"ks","8591728427115",94051098,1.9,2.1,1,"0,32x0,31x0,12",null,0.012]
[42712,"AURA 8","IN-24BT13/013*","2x13",44,991.44,1,"ks","8591728427122",94051098,2,2.2,1,"0,32x0,31x0,12",null,0.012]
[42713,"AURA 8","E-15BT13/013*",18,44,1129.76,1,"ks","8591728427139",94051098,1.7,2,1,"0,32x0,31x0,12",null,0.012]
[42714,"AURA 8","E-16BT13/013*",26,44,1129.76,1,"ks","8591728427146",94051098,1.7,2,1,"0,32x0,31x0,12",null,0.012]
[42715,"AURA 8","E-24BT13/013*","2x13",44,1259.76,1,"ks","8591728427153",94051098,1.8,2,1,"0,32x0,31x0,12",null,0.012]
[42716,"AURA 8","E-25BT13/013*","2x18",44,1259.76,1,"ks","8591728427160",94051098,1.8,2,1,"0,32x0,31x0,12",null,0.012]
[42720,"AURA 8","IN-12BT13/013 HF",60,44,1096.48,1,"ks","8591728427207",94051091,1.6,1.8,1,"0,32x0,31x0,12",null,0.012]
[42721,"AURA 8","E-16BT13/013 HF*",26,44,1636.24,1,"ks","8591728427214",94051098,1.6,1.8,1,"0,32x0,31x0,12",null,0.012]
[42722,"AURA 8","NZ-13/T/013*",13,44,1569.68,1,"ks","8591728427221",94051098,1.9,2.1,1,"0,32x0,31x0,12",null,0.012]
[42723,"AURA 8","NK-E-13/T/013*",13,44,2266.48,1,"ks","8591728427238",94051098,2,2.2,1,"0,32x0,31x0,12",null,0.012]
[46435,"AURA 8","NK-E-18/T/013*",18,44,2266.48,1,"ks","8591728464356",94051098,2,2.2,1,"0,32x0,31x0,12",null,0.012]
[41110,"AURA D8 X","IN-12B13/013/X4",100,20,704.0255999999999,1,"ks","8591728411107",94051091,1.8,2.1,1,"0,375x0,355x0,13",null,0.017]
[41111,"AURA D8 X","IN-22B13/013/X4","2x60",20,747.2896000000001,1,"ks","8591728411114",94051091,1.9,2.2,1,"0,375x0,355x0,13",null,0.017]
[41113,"AURA D8 X","IN-15B13/013/X4*",18,20,883.28,1,"ks","8591728411138",94051098,2.2,2.5,1,"0,375x0,355x0,13",null,0.017]
[41114,"AURA D8 X","IN-16B13/013/X4*",26,20,896.8,1,"ks","8591728411145",94051098,2.2,2.5,1,"0,375x0,355x0,13",null,0.017]
[41115,"AURA D8 X","IN-24B13/013/X4*","2x13",20,1105.8400000000001,1,"ks","8591728411152",94051098,2.3,2.6,1,"0,375x0,355x0,13",null,0.017]
[41117,"AURA D8 X","E-15B13/013/X4*",18,20,1244.1599999999999,1,"ks","8591728411176",94051098,2,2.3,1,"0,375x0,355x0,13",null,0.017]
[41118,"AURA D8 X","E-16B13/013/X4*",26,20,1244.1599999999999,1,"ks","8591728411183",94051098,2,2.3,1,"0,375x0,355x0,13",null,0.017]
[41119,"AURA D8 X","E-24B13/013/X4*","2x13",20,1374.1599999999999,1,"ks","8591728411190",94051098,2.1,2.4,1,"0,375x0,355x0,13",null,0.017]
[46163,"AURA D8 X","E-25B13/013/X4*","2x18",20,1374.1599999999999,1,"ks","8591728461638",94051098,2.1,2.4,1,"0,375x0,355x0,13",null,0.017]
[46167,"AURA D8 X","IN-12B13/013/X4 HF",60,20,1210.88,1,"ks","8591728461676",94051091,1.9,2.2,1,"0,375x0,355x0,13",null,0.017]
[46168,"AURA D8 X","E-16B13/013/X4 HF*",26,20,1750.64,1,"ks","8591728461683",94051098,2.1,2.4,1,"0,375x0,355x0,13",null,0.017]
[41121,"AURA D8 X","NZ-13/013/X4*",13,20,1684.08,1,"ks","8591728411213",94051098,2.2,2.5,1,"0,375x0,355x0,13",null,0.017]
[41122,"AURA D8 X","NK-E-13/013/X4*",13,20,2380.88,1,"ks","8591728411220",94051098,2.4,2.7,1,"0,375x0,355x0,13",null,0.017]
[43991,"AURA D8 X","NK-E-18/013/X4*",18,20,2380.88,1,"ks","8591728439910",94051098,2.4,2.7,1,"0,375x0,355x0,13",null,0.017]
[41123,"AURA D8 X","IN-12B13/013/X11",100,20,990.6496,1,"ks","8591728411237",94051091,1.8,2.1,1,"0,375x0,355x0,13",null,0.017]
[41124,"AURA D8 X","IN-22B13/013/X11","2x60",20,1033.04,1,"ks","8591728411244",94051091,1.9,2.2,1,"0,375x0,355x0,13",null,0.017]
[41126,"AURA D8 X","IN-15B13/013/X11*",18,20,1169.28,1,"ks","8591728411268",94051098,2.2,2.5,1,"0,375x0,355x0,13",null,0.017]
[41127,"AURA D8 X","IN-16B13/013/X11*",26,20,1182.8,1,"ks","8591728411275",94051098,2.2,2.5,1,"0,375x0,355x0,13",null,0.017]
[41128,"AURA D8 X","IN-24B13/013/X11*","2x13",20,1391.8400000000001,1,"ks","8591728411282",94051098,2.3,2.6,1,"0,375x0,355x0,13",null,0.017]
[41130,"AURA D8 X","E-15B13/013/X11*",18,20,1530.16,1,"ks","8591728411305",94051098,2,2.3,1,"0,375x0,355x0,13",null,0.017]
[41131,"AURA D8 X","E-16B13/013/X11*",26,20,1530.16,1,"ks","8591728411312",94051098,2,2.3,1,"0,375x0,355x0,13",null,0.017]
[41132,"AURA D8 X","E-24B13/013/X11*","2x13",20,1660.16,1,"ks","8591728411329",94051098,2.1,2.4,1,"0,375x0,355x0,13",null,0.017]
[46164,"AURA D8 X","E-25B13/013/X11*","2x18",20,1660.16,1,"ks","8591728461645",94051098,2.1,2.4,1,"0,375x0,355x0,13",null,0.017]
[46169,"AURA D8 X","IN-12B13/013/X11 HF",60,20,1496.88,1,"ks","8591728461690",94051091,1.9,2.2,1,"0,375x0,355x0,13",null,0.017]
[46170,"AURA D8 X","E-16B13/013/X11 HF*",26,20,2036.64,1,"ks","8591728461706",94051098,2.1,2.4,1,"0,375x0,355x0,13",null,0.017]
[41134,"AURA D8 X","NZ-13/013/X11*",13,20,1970.08,1,"ks","8591728411343",94051098,2.2,2.5,1,"0,375x0,355x0,13",null,0.017]
[41135,"AURA D8 X","NK-E-13/013/X11*",13,20,2666.88,1,"ks","8591728411350",94051098,2.4,2.7,1,"0,375x0,355x0,13",null,0.017]
[43992,"AURA D8 X","NK-E-18/013/X11*",18,20,2666.88,1,"ks","8591728439927",94051098,2.4,2.7,1,"0,375x0,355x0,13",null,0.017]
[41136,"AURA D8 X","IN-12B13/013/X12",100,20,1272.24,1,"ks","8591728411367",94051091,1.8,2.1,1,"0,375x0,355x0,13",null,0.017]
[41137,"AURA D8 X","IN-22B13/013/X12","2x60",20,1314.88,1,"ks","8591728411374",94051091,1.9,2.2,1,"0,375x0,355x0,13",null,0.017]
[41139,"AURA D8 X","IN-15B13/013/X12*",18,20,1451.12,1,"ks","8591728411398",94051098,2.2,2.5,1,"0,375x0,355x0,13",null,0.017]
[41140,"AURA D8 X","IN-16B13/013/X12*",26,20,1464.64,1,"ks","8591728411404",94051098,2.2,2.5,1,"0,375x0,355x0,13",null,0.017]
[41141,"AURA D8 X","IN-24B13/013/X12*","2x13",20,1673.68,1,"ks","8591728411411",94051098,2.3,2.6,1,"0,375x0,355x0,13",null,0.017]
[41143,"AURA D8 X","E-15B13/013/X12*",18,20,1812,1,"ks","8591728411435",94051098,2,2.3,1,"0,375x0,355x0,13",null,0.017]
[41144,"AURA D8 X","E-16B13/013/X12*",26,20,1812,1,"ks","8591728411442",94051098,2,2.3,1,"0,375x0,355x0,13",null,0.017]
[41145,"AURA D8 X","E-24B13/013/X12*","2x13",20,1942,1,"ks","8591728411459",94051098,2.1,2.4,1,"0,375x0,355x0,13",null,0.017]
[46165,"AURA D8 X","E-25B13/013/X12*","2x18",20,1942,1,"ks","8591728461652",94051098,2.1,2.4,1,"0,375x0,355x0,13",null,0.017]
[46171,"AURA D8 X","IN-12B13/013/X12 HF",60,20,1778.72,1,"ks","8591728461713",94051091,1.9,2.2,1,"0,375x0,355x0,13",null,0.017]
[46172,"AURA D8 X","E-16B13/013/X12 HF*",26,20,2318.48,1,"ks","8591728461720",94051098,2.1,2.4,1,"0,375x0,355x0,13",null,0.017]
[41147,"AURA D8 X","NZ-13/013/X12*",13,20,2251.92,1,"ks","8591728411473",94051098,2.2,2.5,1,"0,375x0,355x0,13",null,0.017]
[41148,"AURA D8 X","NK-E-13/013/X12*",13,20,2948.72,1,"ks","8591728411480",94051098,2.4,2.7,1,"0,375x0,355x0,13",null,0.017]
[43993,"AURA D8 X","NK-E-18/013/X12*",18,20,2948.72,1,"ks","8591728439934",94051098,2.4,2.7,1,"0,375x0,355x0,13",null,0.017]
[41149,"AURA D8 X","IN-12B13/013/X13",100,20,1058.7903999999999,1,"ks","8591728411497",94051091,1.8,2.1,1,"0,375x0,355x0,13",null,0.017]
[41150,"AURA D8 X","IN-22B13/013/X13","2x60",20,1102.0544,1,"ks","8591728411503",94051091,1.9,2.2,1,"0,375x0,355x0,13",null,0.017]
[41152,"AURA D8 X","IN-15B13/013/X13*",18,20,1237.92,1,"ks","8591728411527",94051098,2.2,2.5,1,"0,375x0,355x0,13",null,0.017]
[41153,"AURA D8 X","IN-16B13/013/X13*",26,20,1251.44,1,"ks","8591728411534",94051098,2.2,2.5,1,"0,375x0,355x0,13",null,0.017]
[41154,"AURA D8 X","IN-24B13/013/X13*","2x13",20,1460.48,1,"ks","8591728411541",94051098,2.3,2.6,1,"0,375x0,355x0,13",null,0.017]
[41156,"AURA D8 X","E-15B13/013/X13*",18,20,1598.8,1,"ks","8591728411565",94051098,2,2.3,1,"0,375x0,355x0,13",null,0.017]
[41157,"AURA D8 X","E-16B13/013/X13*",26,20,1598.8,1,"ks","8591728411572",94051098,2,2.3,1,"0,375x0,355x0,13",null,0.017]
[41158,"AURA D8 X","E-24B13/013/X13*","2x13",20,1728.8,1,"ks","8591728411589",94051098,2.1,2.4,1,"0,375x0,355x0,13",null,0.017]
[46166,"AURA D8 X","E-25B13/013/X13*","2x18",20,1728.8,1,"ks","8591728461669",94051098,2.1,2.4,1,"0,375x0,355x0,13",null,0.017]
[46173,"AURA D8 X","IN-12B13/013/X13 HF",60,20,1565.52,1,"ks","8591728461737",94051091,1.9,2.2,1,"0,375x0,355x0,13",null,0.017]
[46174,"AURA D8 X","E-16B13/013/X13 HF*",26,20,2105.2799999999997,1,"ks","8591728461744",94051098,2.1,2.4,1,"0,375x0,355x0,13",null,0.017]
[41160,"AURA D8 X","NZ-13/013/X13*",13,20,2038.72,1,"ks","8591728411602",94051098,2.2,2.5,1,"0,375x0,355x0,13",null,0.017]
[41161,"AURA D8 X","NK-E-13/013/X13*",13,20,2735.52,1,"ks","8591728411619",94051098,2.4,2.7,1,"0,375x0,355x0,13",null,0.017]
[43994,"AURA D8 X","NK-E-18/013/X13*",18,20,2735.52,1,"ks","8591728439941",94051098,2.4,2.7,1,"0,375x0,355x0,13",null,0.017]
[42725,"AURA 10","IN-12B14/014",100,20,767.4,1,"ks","8591728427252",94051091,1.9,2.2,1,"0,375x0,355x0,13",null,0.017]
[42726,"AURA 10","IN-22B14/014","2x75",20,810.04,1,"ks","8591728427269",94051091,2,2.3,1,"0,375x0,355x0,13",null,0.017]
[42727,"AURA 10","IN-16B14/014*",26,20,959.8,1,"ks","8591728427276",94051098,2.3,2.6,1,"0,375x0,355x0,13",null,0.017]
[42728,"AURA 10","IN-25B14/014*","2x18",20,1168.8400000000001,1,"ks","8591728427283",94051098,2.4,2.7,1,"0,375x0,355x0,13",null,0.017]
[42729,"AURA 10","E-16B14/014 *",26,20,1307.1599999999999,1,"ks","8591728427290",94051098,2.2,2.5,1,"0,375x0,355x0,13",null,0.017]
[42730,"AURA 10","E-25B14/014*","2x18",20,1437.1599999999999,1,"ks","8591728427306",94051098,2.3,2.6,1,"0,375x0,355x0,13",null,0.017]
[42731,"AURA 10","E-26B14/014*","2x26",20,1437.1599999999999,1,"ks","8591728427313",94051098,2.3,2.6,1,"0,375x0,355x0,13",null,0.017]
[42732,"AURA 10","ES-25B14/014 1-10V*","2x18",20,2301.4,1,"ks","8591728427320",94051098,2.3,2.6,1,"0,375x0,355x0,13",null,0.017]
[42734,"AURA 10","ES-25B14/014 DALI*","2x18",20,2520.84,1,"ks","8591728427344",94051098,2.3,2.6,1,"0,375x0,355x0,13",null,0.017]
[45878,"AURA 10","ES-26B14/014 1-10V*","2x26",20,2301.4,1,"ks","8591728458782",94051098,2.3,2.6,1,"0,375x0,355x0,13",null,0.017]
[45879,"AURA 10","ES-26B14/014 DALI*","2x26",20,2520.84,1,"ks","8591728458799",94051098,2.3,2.6,1,"0,375x0,355x0,13",null,0.017]
[42735,"AURA 10","IN-12B14/014 HF",75,20,1273.88,1,"ks","8591728427351",94051091,2,2.3,1,"0,375x0,355x0,13",null,0.017]
[42736,"AURA 10","E-16B14/014 HF*",26,20,1813.64,1,"ks","8591728427368",94051098,2.3,2.6,1,"0,375x0,355x0,13",null,0.017]
[42737,"AURA 10","NZ-18/014*",18,20,1747.08,1,"ks","8591728427375",94051098,2.8,3.1,1,"0,375x0,355x0,13",null,0.017]
[42738,"AURA 10","NK-26/014*",26,20,2054.92,1,"ks","8591728427382",94051098,2.9,3.2,1,"0,375x0,355x0,13",null,0.017]
[42739,"AURA 10","NK-E-26/014*",26,20,2443.88,1,"ks","8591728427399",94051098,2.9,3.2,1,"0,375x0,355x0,13",null,0.017]
[42740,"AURA 10","NKC-218/13/014*","2x18",20,2967,1,"ks","8591728427405",94051098,3,3.3,1,"0,375x0,355x0,13",null,0.017]
[46420,"AURA 10","NKC-226/13/014*","2x26",20,2967,1,"ks","8591728464202",94051098,3,3.3,1,"0,375x0,355x0,13",null,0.017]
[46379,"AURA 10","NK-E-26/014 HF*",26,20,2989.88,1,"ks","8591728463793",94051098,2.9,3.2,1,"0,375x0,355x0,13",null,0.017]
[42741,"AURA 10","IN-12BT14/014",100,44,816.28,1,"ks","8591728427412",94051091,2.1,2.4,1,"0,375x0,355x0,13",null,0.017]
[42742,"AURA 10","IN-22BT14/014","2X75",44,858.9200000000001,1,"ks","8591728427429",94051091,2.1,2.4,1,"0,375x0,355x0,13",null,0.017]
[42743,"AURA 10","IN-16BT14/014*",26,44,1008.6800000000001,1,"ks","8591728427436",94051098,2.4,2.7,1,"0,375x0,355x0,13",null,0.017]
[42744,"AURA 10","IN-25BT14/014*","2X18",44,1217.72,1,"ks","8591728427443",94051098,2.5,2.8,1,"0,375x0,355x0,13",null,0.017]
[42745,"AURA 10","E-16BT14/014 *",26,44,1356.04,1,"ks","8591728427450",94051098,2.3,2.6,1,"0,375x0,355x0,13",null,0.017]
[42746,"AURA 10","E-25BT14/014*","2x18",44,1486.04,1,"ks","8591728427467",94051098,2.4,2.7,1,"0,375x0,355x0,13",null,0.017]
[42747,"AURA 10","E-26BT14/014*","2x26",44,1486.04,1,"ks","8591728427474",94051098,2.4,2.7,1,"0,375x0,355x0,13",null,0.017]
[42748,"AURA 10","ES-25BT14/014 1-10V*","2x18",44,2350.2799999999997,1,"ks","8591728427481",94051098,2.4,2.7,1,"0,375x0,355x0,13",null,0.017]
[42750,"AURA 10","ES-25BT14/014 DALI*","2x18",44,2569.72,1,"ks","8591728427504",94051098,2.4,2.7,1,"0,375x0,355x0,13",null,0.017]
[45880,"AURA 10","ES-26BT14/014 1-10V*","2x26",44,2350.2799999999997,1,"ks","8591728458805",94051098,2.4,2.7,1,"0,375x0,355x0,13",null,0.017]
[45881,"AURA 10","ES-26BT14/014 DALI*","2x26",44,2569.72,1,"ks","8591728458812",94051098,2.4,2.7,1,"0,375x0,355x0,13",null,0.017]
[42751,"AURA 10","IN-12BT14/014 HF",75,44,1322.76,1,"ks","8591728427511",94051091,1.9,2.2,1,"0,375x0,355x0,13",null,0.017]
[42752,"AURA 10","E-16BT14/014 HF*",26,44,1862.52,1,"ks","8591728427528",94051098,2.4,2.7,1,"0,375x0,355x0,13",null,0.017]
[42753,"AURA 10","NZ-18/T/014*",18,44,1795.96,1,"ks","8591728427535",94051098,2.9,3.2,1,"0,375x0,355x0,13",null,0.017]
[42754,"AURA 10","NK-26/T/014*",26,44,2103.8,1,"ks","8591728427542",94051098,3,3.3,1,"0,375x0,355x0,13",null,0.017]
[42755,"AURA 10","NK-E-26/T/014*",26,44,2492.76,1,"ks","8591728427559",94051098,3,3.3,1,"0,375x0,355x0,13",null,0.017]
[42756,"AURA 10","NKC-218/13/T/014*","2x18",44,3026.28,1,"ks","8591728427566",94051098,3.1,3.4,1,"0,375x0,355x0,13",null,0.017]
[46467,"AURA 10","NKC-226/13/T/014*","2x26",44,3026.28,1,"ks","8591728464677",94051098,3.1,3.4,1,"0,375x0,355x0,13",null,0.017]
[44039,"AURA 10","NK-E-26/T/014 HF*",26,44,3038.76,1,"ks","8591728440398",94051098,3.1,3.3,1,"0,375x0,355x0,13",null,0.017]
[44400,"AURA D10 X","IN-12B14/014/X4",100,20,970.2,1,"ks","8591728444006",94051091,2.4,2.9,1,"0,41x0,39x0,14",null,0.022]
[44401,"AURA D10 X","IN-22B14/014/X4","2x75",20,1012.84,1,"ks","8591728444013",94051091,2.5,3,1,"0,41x0,39x0,14",null,0.022]
[44402,"AURA D10 X","IN-16B14/014/X4*",26,20,1162.6,1,"ks","8591728444020",94051098,2.8,3.3,1,"0,41x0,39x0,14",null,0.022]
[44403,"AURA D10 X","IN-25B14/014/X4*","2x18",20,1371.6399999999999,1,"ks","8591728444037",94051098,2.9,3.4,1,"0,41x0,39x0,14",null,0.022]
[44404,"AURA D10 X","E-16B14/014/X4*",26,20,1509.96,1,"ks","8591728444044",94051098,2.7,3.2,1,"0,41x0,39x0,14",null,0.022]
[44405,"AURA D10 X","E-25B14/014/X4*","2x18",20,1639.96,1,"ks","8591728444051",94051098,2.8,3.3,1,"0,41x0,39x0,14",null,0.022]
[44406,"AURA D10 X","E-26B14/014/X4*","2x26",20,1639.96,1,"ks","8591728444068",94051098,2.8,3.3,1,"0,41x0,39x0,14",null,0.022]
[44407,"AURA D10 X","ES-25B14/014/X4 1-10V*","2x18",20,2504.2,1,"ks","8591728444075",94051098,2.8,3.3,1,"0,41x0,39x0,14",null,0.022]
[44409,"AURA D10 X","ES-25B14/014/X4 DALI*","2x18",20,2723.64,1,"ks","8591728444099",94051098,2.8,3.3,1,"0,41x0,39x0,14",null,0.022]
[44410,"AURA D10 X","IN-12B14/014/X4 HF",75,20,1476.6799999999998,1,"ks","8591728444105",94051091,2.5,3,1,"0,41x0,39x0,14",null,0.022]
[44411,"AURA D10 X","E-16B14/014/X4 HF*",26,20,2016.44,1,"ks","8591728444112",94051098,2.8,3.3,1,"0,41x0,39x0,14",null,0.022]
[44412,"AURA D10 X","NZ-18/014/X4*",18,20,1949.88,1,"ks","8591728444129",94051098,3.3,3.8,1,"0,41x0,39x0,14",null,0.022]
[44413,"AURA D10 X","NK-26/014/X4*",26,20,2257.7200000000003,1,"ks","8591728444136",94051098,3.4,3.9,1,"0,41x0,39x0,14",null,0.022]
[44414,"AURA D10 X","NK-E-26/014/X4*",26,20,2646.68,1,"ks","8591728444143",94051098,3.4,3.9,1,"0,41x0,39x0,14",null,0.022]
[44415,"AURA D10 X","NKC-218/13/014/X4*","2x18",20,3164.6,1,"ks","8591728444150",94051098,3.5,4,1,"0,41x0,39x0,14",null,0.022]
[44040,"AURA D10 X","NKC-226/13/014/X4*","2x26",20,3164.6,1,"ks","8591728440404",94051098,3.5,4,1,"0,41x0,39x0,14",null,0.022]
[44041,"AURA D10 X","NK-E-26/014/X4 HF*",26,20,3192.68,1,"ks","8591728440411",94051098,3.5,4,1,"0,41x0,39x0,14",null,0.022]
[44416,"AURA D10 X","IN-12B14/014/X11",100,20,1318.6,1,"ks","8591728444167",94051091,2.4,2.9,1,"0,41x0,39x0,14",null,0.022]
[44417,"AURA D10 X","IN-22B14/014/X11","2x75",20,1361.24,1,"ks","8591728444174",94051091,2.5,3,1,"0,41x0,39x0,14",null,0.022]
[44418,"AURA D10 X","IN-16B14/014/X11*",26,20,1511,1,"ks","8591728444181",94051098,2.8,3.3,1,"0,41x0,39x0,14",null,0.022]
[44419,"AURA D10 X","IN-25B14/014/X11*","2x18",20,1720.04,1,"ks","8591728444198",94051098,2.9,3.4,1,"0,41x0,39x0,14",null,0.022]
[44420,"AURA D10 X","E-16B14/014/X11*",26,20,1858.36,1,"ks","8591728444204",94051098,2.7,3.2,1,"0,41x0,39x0,14",null,0.022]
[44421,"AURA D10 X","E-25B14/014/X11*","2x18",20,1988.36,1,"ks","8591728444211",94051098,2.8,3.3,1,"0,41x0,39x0,14",null,0.022]
[44422,"AURA D10 X","E-26B14/014/X11*","2x26",20,1988.36,1,"ks","8591728444228",94051098,2.8,3.3,1,"0,41x0,39x0,14",null,0.022]
[44423,"AURA D10 X","ES-25B14/014/X11 1-10V*","2x18",20,2852.6,1,"ks","8591728444235",94051098,2.8,3.3,1,"0,41x0,39x0,14",null,0.022]
[44425,"AURA D10 X","ES-25B14/014/X11 DALI*","2x18",20,3072.04,1,"ks","8591728444259",94051098,2.8,3.3,1,"0,41x0,39x0,14",null,0.022]
[44426,"AURA D10 X","IN-12B14/014/X11 HF",75,20,1825.08,1,"ks","8591728444266",94051091,2.5,3,1,"0,41x0,39x0,14",null,0.022]
[44427,"AURA D10 X","E-16B14/014/X11 HF*",26,20,2364.84,1,"ks","8591728444273",94051098,2.8,3.3,1,"0,41x0,39x0,14",null,0.022]
[44428,"AURA D10 X","NZ-18/014/X11*",18,20,2298.2799999999997,1,"ks","8591728444280",94051098,3.3,3.8,1,"0,41x0,39x0,14",null,0.022]
[44429,"AURA D10 X","NK-26/014/X11*",26,20,2606.12,1,"ks","8591728444297",94051098,3.4,3.9,1,"0,41x0,39x0,14",null,0.022]
[44430,"AURA D10 X","NK-E-26/014/X11*",26,20,2995.08,1,"ks","8591728444303",94051098,3.4,3.9,1,"0,41x0,39x0,14",null,0.022]
[44431,"AURA D10 X","NKC-218/13/014/X11*","2x18",20,3518.2,1,"ks","8591728444310",94051098,3.5,4,1,"0,41x0,39x0,14",null,0.022]
[44042,"AURA D10 X","NKC-226/13/014/X11*","2x26",20,3518.2,1,"ks","8591728440428",94051098,3.5,4,1,"0,41x0,39x0,14",null,0.022]
[44043,"AURA D10 X","NK-E-26/014/X11 HF*",26,20,3541.08,1,"ks","8591728440435",94051098,3.5,4,1,"0,41x0,39x0,14",null,0.022]
[44432,"AURA D10 X","IN-12B14/014/X12",100,20,1635.8,1,"ks","8591728444327",94051091,2.4,2.9,1,"0,41x0,39x0,14",null,0.022]
[44433,"AURA D10 X","IN-22B14/014/X12","2x75",20,1678.44,1,"ks","8591728444334",94051091,2.5,3,1,"0,41x0,39x0,14",null,0.022]
[44434,"AURA D10 X","IN-16B14/014/X12*",26,20,1828.2,1,"ks","8591728444341",94051098,2.8,3.3,1,"0,41x0,39x0,14",null,0.022]
[44435,"AURA D10 X","IN-25B14/014/X12*","2x18",20,2037.24,1,"ks","8591728444358",94051098,2.9,3.4,1,"0,41x0,39x0,14",null,0.022]
[44436,"AURA D10 X","E-16B14/014/X12*",26,20,2175.56,1,"ks","8591728444365",94051098,2.7,3.2,1,"0,41x0,39x0,14",null,0.022]
[44437,"AURA D10 X","E-25B14/014/X12*","2x18",20,2305.56,1,"ks","8591728444372",94051098,2.8,3.3,1,"0,41x0,39x0,14",null,0.022]
[44438,"AURA D10 X","E-26B14/014/X12*","2x26",20,2305.56,1,"ks","8591728444389",94051098,2.8,3.3,1,"0,41x0,39x0,14",null,0.022]
[44439,"AURA D10 X","ES-25B14/014/X12 1-10V*","2x18",20,3169.8,1,"ks","8591728444396",94051098,2.8,3.3,1,"0,41x0,39x0,14",null,0.022]
[44441,"AURA D10 X","ES-25B14/014/X12 DALI*","2x18",20,3389.24,1,"ks","8591728444419",94051098,2.8,3.3,1,"0,41x0,39x0,14",null,0.022]
[44442,"AURA D10 X","IN-12B14/014/X12 HF",75,20,2142.2799999999997,1,"ks","8591728444426",94051091,2.5,3,1,"0,41x0,39x0,14",null,0.022]
[44443,"AURA D10 X","E-16B14/014/X12 HF*",26,20,2682.04,1,"ks","8591728444433",94051098,2.8,3.3,1,"0,41x0,39x0,14",null,0.022]
[44444,"AURA D10 X","NZ-18/014/X12*",18,20,2615.48,1,"ks","8591728444440",94051098,3.3,3.8,1,"0,41x0,39x0,14",null,0.022]
[44445,"AURA D10 X","NK-26/014/X12*",26,20,2923.32,1,"ks","8591728444457",94051098,3.4,3.9,1,"0,41x0,39x0,14",null,0.022]
[44446,"AURA D10 X","NK-E-26/014/X12*",26,20,3312.28,1,"ks","8591728444464",94051098,3.4,3.9,1,"0,41x0,39x0,14",null,0.022]
[44447,"AURA D10 X","NKC-218/13/014/X12*","2x18",20,3835.4,1,"ks","8591728444471",94051098,3.5,4,1,"0,41x0,39x0,14",null,0.022]
[44044,"AURA D10 X","NKC-226/13/014/X12*","2x26",20,3835.4,1,"ks","8591728440442",94051098,3.5,4,1,"0,41x0,39x0,14",null,0.022]
[44045,"AURA D10 X","NK-E-26/014/X12 HF*",26,20,3858.28,1,"ks","8591728440459",94051098,3.5,4,1,"0,41x0,39x0,14",null,0.022]
[44448,"AURA D10 X","IN-12B14/014/X13",100,20,1448.6,1,"ks","8591728444488",94051091,2.4,2.9,1,"0,41x0,39x0,14",null,0.022]
[44449,"AURA D10 X","IN-22B14/014/X13","2x75",20,1491.24,1,"ks","8591728444495",94051091,2.5,3,1,"0,41x0,39x0,14",null,0.022]
[44450,"AURA D10 X","IN-16B14/014/X13*",26,20,1641,1,"ks","8591728444501",94051098,2.8,3.3,1,"0,41x0,39x0,14",null,0.022]
[44451,"AURA D10 X","IN-25B14/014/X13*","2x18",20,1850.04,1,"ks","8591728444518",94051098,2.9,3.4,1,"0,41x0,39x0,14",null,0.022]
[44452,"AURA D10 X","E-16B14/014/X13*",26,20,1988.36,1,"ks","8591728444525",94051098,2.7,3.2,1,"0,41x0,39x0,14",null,0.022]
[44453,"AURA D10 X","E-25B14/014/X13*","2x18",20,2118.3599999999997,1,"ks","8591728444532",94051098,2.8,3.3,1,"0,41x0,39x0,14",null,0.022]
[44454,"AURA D10 X","E-26B14/014/X13*","2x26",20,2118.3599999999997,1,"ks","8591728444549",94051098,2.8,3.3,1,"0,41x0,39x0,14",null,0.022]
[44455,"AURA D10 X","ES-25B14/014/X13 1-10V*","2x18",20,2982.6,1,"ks","8591728444556",94051098,2.8,3.3,1,"0,41x0,39x0,14",null,0.022]
[44457,"AURA D10 X","ES-25B14/014/X13 DALI*","2x18",20,3202.04,1,"ks","8591728444570",94051098,2.8,3.3,1,"0,41x0,39x0,14",null,0.022]
[44458,"AURA D10 X","IN-12B14/014/X13 HF",75,20,1955.08,1,"ks","8591728444587",94051091,2.5,3,1,"0,41x0,39x0,14",null,0.022]
[44459,"AURA D10 X","E-16B14/014/X13 HF*",26,20,2494.84,1,"ks","8591728444594",94051098,2.8,3.3,1,"0,41x0,39x0,14",null,0.022]
[44460,"AURA D10 X","NZ-18/014/X13*",18,20,2428.2799999999997,1,"ks","8591728444600",94051098,3.3,3.8,1,"0,41x0,39x0,14",null,0.022]
[44461,"AURA D10 X","NK-26/014/X13*",26,20,2736.12,1,"ks","8591728444617",94051098,3.4,3.9,1,"0,41x0,39x0,14",null,0.022]
[44462,"AURA D10 X","NK-E-26/014/X13*",26,20,3125.08,1,"ks","8591728444624",94051098,3.4,3.9,1,"0,41x0,39x0,14",null,0.022]
[44463,"AURA D10 X","NKC-218/13/014/X13 *","2x18",20,3648.2,1,"ks","8591728444631",94051098,3.5,4,1,"0,41x0,39x0,14",null,0.022]
[44046,"AURA D10 X","NKC-226/13/014/X13 *","2x26",20,3648.2,1,"ks","8591728440466",94051098,3.5,4,1,"0,41x0,39x0,14",null,0.022]
[44047,"AURA D10 X","NK-E-26/014/X13 HF*",26,20,3671.08,1,"ks","8591728440473",94051098,3.4,3.9,1,"0,41x0,39x0,14",null,0.022]
[42757,"AURA 11","IN-22B15/015","2x75",20,1294.44,1,"ks","8591728427573",94051091,2.5,2.9,1,"0,435x0,435x0,13",null,0.025]
[42758,"AURA 11","IN-17B15/015*",36,20,1511.8,1,"ks","8591728427580",94051098,2.8,3.2,1,"0,435x0,435x0,13",null,0.025]
[42759,"AURA 11","IN-26B15/015*","2x26",20,1669.88,1,"ks","8591728427597",94051098,2.9,3.3,1,"0,435x0,435x0,13",null,0.025]
[42760,"AURA 11","E-17B15/015*",36,20,1834.2,1,"ks","8591728427603",94051098,2.5,2.9,1,"0,435x0,435x0,13",null,0.025]
[42761,"AURA 11","E-26B15/015*","2x26",20,1921.56,1,"ks","8591728427610",94051098,2.6,3,1,"0,435x0,435x0,13",null,0.025]
[42762,"AURA 11","E-26B15/015 32W*","2x32",20,1921.56,1,"ks","8591728427627",94051098,2.6,3,1,"0,435x0,435x0,13",null,0.025]
[42763,"AURA 11","E-204B15/015*","22+40",20,1977.72,1,"ks","8591728427634",94051098,2.6,3,1,"0,435x0,435x0,13",null,0.025]
[42764,"AURA 11","ES-26B15/015 1-10V*","2x26",20,2828.44,1,"ks","8591728427641",94051098,2.6,3,1,"0,435x0,435x0,13",null,0.025]
[42766,"AURA 11","ES-26B15/015 DALI*","2x26",20,3047.88,1,"ks","8591728427665",94051098,2.6,3,1,"0,435x0,435x0,13",null,0.025]
[42767,"AURA 11","IN-22B15/015 HF","2x60",20,1800.92,1,"ks","8591728427672",94051091,2.6,3,1,"0,435x0,435x0,13",null,0.025]
[42768,"AURA 11","E-17B15/015 HF*",36,20,2340.6800000000003,1,"ks","8591728427689",94051098,2.6,3,1,"0,435x0,435x0,13",null,0.025]
[42771,"AURA 11","NK-36/015*",36,20,2621.48,1,"ks","8591728427719",94051098,2.9,3.3,1,"0,435x0,435x0,13",null,0.025]
[42773,"AURA 11","NK-E-36/015*",36,20,2970.92,1,"ks","8591728427733",94051098,2.9,3.3,1,"0,435x0,435x0,13",null,0.025]
[42774,"AURA 11","NKC-226/13/015*","2x26",20,3494.04,1,"ks","8591728427740",94051098,3,3.4,1,"0,435x0,435x0,13",null,0.025]
[42775,"AURA 11","IN-22BT15/015","2x75",44,1343.32,1,"ks","8591728427757",94051091,2.6,3,1,"0,435x0,435x0,13",null,0.025]
[42776,"AURA 11","IN-17BT15/015*",36,44,1560.68,1,"ks","8591728427764",94051098,2.9,3.3,1,"0,435x0,435x0,13",null,0.025]
[42777,"AURA 11","IN-26BT15/015*","2x26",44,1718.76,1,"ks","8591728427771",94051098,3,3.4,1,"0,435x0,435x0,13",null,0.025]
[42778,"AURA 11","E-17BT15/015*",36,44,1883.08,1,"ks","8591728427788",94051098,2.6,3,1,"0,435x0,435x0,13",null,0.025]
[42779,"AURA 11","E-26BT15/015*","2x26",44,1970.44,1,"ks","8591728427795",94051098,2.7,3.1,1,"0,435x0,435x0,13",null,0.025]
[42780,"AURA 11","E-26BT15/015 32W*","2x32",44,1970.44,1,"ks","8591728427801",94051098,2.7,3.1,1,"0,435x0,435x0,13",null,0.025]
[42781,"AURA 11","E-204BT15/015*","22+40",44,2026.6000000000001,1,"ks","8591728427818",94051098,2.7,3.1,1,"0,435x0,435x0,13",null,0.025]
[42782,"AURA 11","ES-26BT15/015 1-10V*","2x26",44,2877.32,1,"ks","8591728427825",94051098,2.7,3.1,1,"0,435x0,435x0,13",null,0.025]
[42784,"AURA 11","ES-26BT15/015 DALI*","2x26",44,3096.76,1,"ks","8591728427849",94051098,2.7,3.1,1,"0,435x0,435x0,13",null,0.025]
[42785,"AURA 11","IN-22BT15/015 HF","2x60",44,1849.8000000000002,1,"ks","8591728427856",94051091,2.7,3.1,1,"0,435x0,435x0,13",null,0.025]
[42786,"AURA 11","E-17BT15/015 HF*",36,44,2389.56,1,"ks","8591728427863",94051098,2.7,3.1,1,"0,435x0,435x0,13",null,0.025]
[42789,"AURA 11","NK-36/T/015*",36,44,2670.36,1,"ks","8591728427894",94051098,3,3.4,1,"0,435x0,435x0,13",null,0.025]
[42791,"AURA 11","NK-E-36/T/015*",36,44,3019.8,1,"ks","8591728427917",94051098,3,3.4,1,"0,435x0,435x0,13",null,0.025]
[42792,"AURA 11","NKC-226/13/T/015*","2x26",44,3542.92,1,"ks","8591728427924",94051098,3.1,3.5,1,"0,435x0,435x0,13",null,0.025]
[44464,"AURA D11 X","IN-22B15/015/X4","2x75",20,1533.6399999999999,1,"ks","8591728444648",94051091,3.1,3.8,1,"0,48x0,46x0,14",null,0.03]
[44465,"AURA D11 X","IN-17B15/015/X4*",36,20,1751,1,"ks","8591728444655",94051098,3.4,4.1,1,"0,48x0,46x0,14",null,0.03]
[44466,"AURA D11 X","IN-26B15/015/X4*","2x26",20,1909.08,1,"ks","8591728444662",94051098,3.5,3.2,1,"0,48x0,46x0,14",null,0.03]
[44467,"AURA D11 X","E-17B15/015/X4*",36,20,2073.4,1,"ks","8591728444679",94051098,3.1,3.8,1,"0,48x0,46x0,14",null,0.03]
[44468,"AURA D11 X","E-26B15/015/X4*","2x26",20,2160.76,1,"ks","8591728444686",94051098,3.2,3.9,1,"0,48x0,46x0,14",null,0.03]
[44469,"AURA D11 X","E-26B15/015/X4 32W*","2x32",20,2160.76,1,"ks","8591728444693",94051098,3.2,3.9,1,"0,48x0,46x0,14",null,0.03]
[44470,"AURA D11 X","E-204B15/015/X4*","22+40",20,2216.92,1,"ks","8591728444709",94051098,3.2,3.7,1,"0,48x0,46x0,14",null,0.03]
[44471,"AURA D11 X","ES-26B15/015/X4 1-10V*","2x26",20,3067.64,1,"ks","8591728444716",94051098,3.2,3.9,1,"0,48x0,46x0,14",null,0.03]
[44473,"AURA D11 X","ES-26B15/015/X4 DALI*","2x26",20,3287.08,1,"ks","8591728444730",94051098,3.2,3.9,1,"0,48x0,46x0,14",null,0.03]
[44474,"AURA D11 X","IN-22B15/015/X4 HF","2x60",20,2040.1200000000001,1,"ks","8591728444747",94051091,3.2,3.9,1,"0,48x0,46x0,14",null,0.03]
[44475,"AURA D11 X","E-17B15/015/X4 HF*",36,20,2579.88,1,"ks","8591728444754",94051098,3.2,3.9,1,"0,48x0,46x0,14",null,0.03]
[44477,"AURA D11 X","NK-26/015/X4*",26,20,2821.16,1,"ks","8591728444778",94051098,3.5,4.2,1,"0,48x0,46x0,14",null,0.03]
[44478,"AURA D11 X","NK-36/015/X4*",36,20,2860.6800000000003,1,"ks","8591728444785",94051098,3.5,4.2,1,"0,48x0,46x0,14",null,0.03]
[44480,"AURA D11 X","NK-E-36/015/X4*",36,20,3210.12,1,"ks","8591728444808",94051098,3.5,4.2,1,"0,48x0,46x0,14",null,0.03]
[44481,"AURA D11 X","NKC-226/13/015/X4*","2x26",20,3733.2400000000002,1,"ks","8591728444815",94051098,3.6,4.3,1,"0,48x0,46x0,14",null,0.03]
[44482,"AURA D11 X","IN-22B15/015/X11","2x75",20,1965.24,1,"ks","8591728444822",94051091,3.1,3.8,1,"0,48x0,46x0,14",null,0.03]
[44483,"AURA D11 X","IN-17B15/015/X11*",36,20,2182.6000000000004,1,"ks","8591728444839",94051098,3.4,4.1,1,"0,48x0,46x0,14",null,0.03]
[44484,"AURA D11 X","IN-26B15/015/X11*","2x26",20,2340.6800000000003,1,"ks","8591728444846",94051098,3.5,4.2,1,"0,48x0,46x0,14",null,0.03]
[44485,"AURA D11 X","E-17B15/015/X11*",36,20,2505,1,"ks","8591728444853",94051098,3.1,3.8,1,"0,48x0,46x0,14",null,0.03]
[44486,"AURA D11 X","E-26B15/015/X11*","2x26",20,2592.36,1,"ks","8591728444860",94051098,3.2,3.9,1,"0,48x0,46x0,14",null,0.03]
[44487,"AURA D11 X","E-26B15/015/X11 32W*","2x32",20,2592.36,1,"ks","8591728444877",94051098,3.2,3.9,1,"0,48x0,46x0,14",null,0.03]
[44488,"AURA D11 X","E-204B15/015/X11*","22+40",20,2648.52,1,"ks","8591728444884",94051098,3.2,3.9,1,"0,48x0,46x0,14",null,0.03]
[44489,"AURA D11 X","ES-26B15/015/X11 1-10V*","2x26",20,3499.2400000000002,1,"ks","8591728444891",94051098,3.2,3.9,1,"0,48x0,46x0,14",null,0.03]
[44491,"AURA D11 X","ES-26B15/015/X11 DALI*","2x26",20,3718.6800000000003,1,"ks","8591728444914",94051098,3.2,3.9,1,"0,48x0,46x0,14",null,0.03]
[44492,"AURA D11 X","IN-22B15/015/X11 HF","2x60",20,2471.7200000000003,1,"ks","8591728444921",94051091,3.2,3.9,1,"0,48x0,46x0,14",null,0.03]
[44493,"AURA D11 X","E-17B15/015/X11 HF*",36,20,3011.48,1,"ks","8591728444938",94051098,3.2,3.9,1,"0,48x0,46x0,14",null,0.03]
[44495,"AURA D11 X","NK-26/015/X11*",26,20,3252.76,1,"ks","8591728444952",94051098,3.5,4.2,1,"0,48x0,46x0,14",null,0.03]
[44496,"AURA D11 X","NK-36/015/X11*",36,20,3292.28,1,"ks","8591728444969",94051098,3.5,4.2,1,"0,48x0,46x0,14",null,0.03]
[44498,"AURA D11 X","NK-E-36/015/X11*",36,20,3641.7200000000003,1,"ks","8591728444983",94051098,3.5,4.2,1,"0,48x0,46x0,14",null,0.03]
[44499,"AURA D11 X","NKC-226/15/015/X11*","2x26",20,4164.84,1,"ks","8591728444990",94051098,3.6,4.3,1,"0,48x0,46x0,14",null,0.03]
[44500,"AURA D11 X","IN-22B15/015/X12","2x75",20,2277.24,1,"ks","8591728445003",94051091,3.1,3.8,1,"0,48x0,46x0,14",null,0.03]
[44501,"AURA D11 X","IN-17B15/015/X12*",36,20,2494.6000000000004,1,"ks","8591728445010",94051098,3.4,4.1,1,"0,48x0,46x0,14",null,0.03]
[44502,"AURA D11 X","IN-26B15/015/X12*","2x26",20,2652.6800000000003,1,"ks","8591728445027",94051098,3.5,4.2,1,"0,48x0,46x0,14",null,0.03]
[44503,"AURA D11 X","E-17B15/015/X12*",36,20,2817,1,"ks","8591728445034",94051098,3.1,3.8,1,"0,48x0,46x0,14",null,0.03]
[44504,"AURA D11 X","E-26B15/015/X12*","2x26",20,2904.36,1,"ks","8591728445041",94051098,3.2,3.9,1,"0,48x0,46x0,14",null,0.03]
[44505,"AURA D11 X","E-26B15/015/X12 32W*","2x32",20,2904.36,1,"ks","8591728445058",94051098,3.2,3.9,1,"0,48x0,46x0,14",null,0.03]
[44506,"AURA D11 X","E-204B15/015/X12*","22+40",20,2960.52,1,"ks","8591728445065",94051098,3.2,3.9,1,"0,48x0,46x0,14",null,0.03]
[44507,"AURA D11 X","ES-26B15/015/X12 1-10V*","2x26",20,3811.2400000000002,1,"ks","8591728445072",94051098,3.2,3.9,1,"0,48x0,46x0,14",null,0.03]
[44509,"AURA D11 X","ES-26B15/015/X12 DALI*","2x26",20,4030.6800000000003,1,"ks","8591728445096",94051098,3.2,3.9,1,"0,48x0,46x0,14",null,0.03]
[44510,"AURA D11 X","IN-22B15/015/X12 HF","2x60",20,2783.7200000000003,1,"ks","8591728445102",94051091,3.2,3.9,1,"0,48x0,46x0,14",null,0.03]
[44511,"AURA D11 X","E-17B15/015/X12 HF*",36,20,3323.48,1,"ks","8591728445119",94051098,3.2,3.9,1,"0,48x0,46x0,14",null,0.03]
[44513,"AURA D11 X","NK-26/015/X12*",26,20,3564.76,1,"ks","8591728445133",94051098,3.5,4.2,1,"0,48x0,46x0,14",null,0.03]
[44514,"AURA D11 X","NK-36/015/X12*",36,20,3604.28,1,"ks","8591728445140",94051098,3.5,4.2,1,"0,48x0,46x0,14",null,0.03]
[44516,"AURA D11 X","NK-E-36/015/X12*",36,20,3953.7200000000003,1,"ks","8591728445164",94051098,3.5,4.2,1,"0,48x0,46x0,14",null,0.03]
[44517,"AURA D11 X","NKC-226/13/015/X12*","2x26",20,4476.84,1,"ks","8591728445171",94051098,3.6,4.3,1,"0,48x0,46x0,14",null,0.03]
[44518,"AURA D11 X","IN-22B15/015/X13 ","2x75",20,2118.12,1,"ks","8591728445188",94051091,3.1,3.8,1,"0,48x0,46x0,14",null,0.03]
[44519,"AURA D11 X","IN-17B15/015/X13*",36,20,2335.48,1,"ks","8591728445195",94051098,3.4,4.1,1,"0,48x0,46x0,14",null,0.03]
[44520,"AURA D11 X","IN-26B15/015/X13*","2x26",20,2493.56,1,"ks","8591728445201",94051098,3.5,4.2,1,"0,48x0,46x0,14",null,0.03]
[44521,"AURA D11 X","E-17B15/015/X13*",36,20,2657.88,1,"ks","8591728445218",94051098,3.1,3.8,1,"0,48x0,46x0,14",null,0.03]
[44522,"AURA D11 X","E-26B15/015/X13*","2x26",20,2745.24,1,"ks","8591728445225",94051098,3.2,3.9,1,"0,48x0,46x0,14",null,0.03]
[44523,"AURA D11 X","E-26B15/015/X13 32W*","2x32",20,2745.24,1,"ks","8591728445232",94051098,3.2,3.9,1,"0,48x0,46x0,14",null,0.03]
[44524,"AURA D11 X","E-204B15/015/X13*","22+40",20,2801.4,1,"ks","8591728445249",94051098,3.2,3.9,1,"0,48x0,46x0,14",null,0.03]
[44525,"AURA D11 X","ES-26B15/015/X13 1-10V*","2x26",20,3652.12,1,"ks","8591728445256",94051098,3.2,3.9,1,"0,48x0,46x0,14",null,0.03]
[44527,"AURA D11 X","ES-26B15/015/X13 DALI*","2x26",20,3871.56,1,"ks","8591728445270",94051098,3.2,3.9,1,"0,48x0,46x0,14",null,0.03]
[44528,"AURA D11 X","IN-22B15/015/X13 HF","2x60",20,2624.6000000000004,1,"ks","8591728445287",94051091,3.2,3.9,1,"0,48x0,46x0,14",null,0.03]
[44529,"AURA D11 X","E-17B15/015/X13 HF*",36,20,3164.36,1,"ks","8591728445294",94051098,3.2,3.9,1,"0,48x0,46x0,14",null,0.03]
[44530,"AURA D11 X","NZ-18/015/X13*",18,20,3097.8,1,"ks","8591728445300",94051098,3.4,4.1,1,"0,48x0,46x0,14",null,0.03]
[44531,"AURA D11 X","NK-26/015/X13*",26,20,3405.64,1,"ks","8591728445317",94051098,3.5,4.2,1,"0,48x0,46x0,14",null,0.03]
[44532,"AURA D11 X","NK-36/015/X13*",36,20,3445.1600000000003,1,"ks","8591728445324",94051098,3.5,4.2,1,"0,48x0,46x0,14",null,0.03]
[44534,"AURA D11 X","NK-E-36/015/X13*",36,20,3794.6,1,"ks","8591728445348",94051098,3.5,4.2,1,"0,48x0,46x0,14",null,0.03]
[44535,"AURA D11 X","NKC-226/13/015/X13*","2x26",20,4317.72,1,"ks","8591728445355",94051098,3.6,4.3,1,"0,48x0,46x0,14",null,0.03]
[44700,"ELSA 1","IN-12B12/023",75,20,499.08,1,"ks","8591728447007",94051091,1.4,1.6,1,"0,27x0,26x0,11",null,0.008]
[44701,"ELSA 1","IN-14B12/023*",13,20,677.96,1,"ks","8591728447014",94051098,1.7,1.9,1,"0,27x0,26x0,11",null,0.008]
[44702,"ELSA 1","E-14B12/023*",13,20,913,1,"ks","8591728447021",94051098,1.6,1.8,1,"0,27x0,26x0,11",null,0.008]
[44703,"ELSA 1","E-15B12/023*",18,20,913,1,"ks","8591728447038",94051098,1.6,1.8,1,"0,27x0,26x0,11",null,0.008]
[44704,"ELSA 1","NZ-7/023*",7,20,1365.4,1,"ks","8591728447045",94051098,1.9,2.1,1,"0,27x0,26x0,11",null,0.008]
[44705,"ELSA 1","IN-12BT12/023",75,44,547.96,1,"ks","8591728447052",94051091,1.5,1.7,1,"0,27x0,26x0,11",null,0.008]
[44706,"ELSA 1","IN-14BT12/023*",13,44,726.84,1,"ks","8591728447069",94051098,1.8,2,1,"0,27x0,26x0,11",null,0.008]
[44707,"ELSA 1","E-14BT12/023*",13,44,961.88,1,"ks","8591728447076",94051098,1.7,1.9,1,"0,27x0,26x0,11",null,0.008]
[44708,"ELSA 1","E-15BT12/023*",18,44,961.88,1,"ks","8591728447083",94051098,1.7,1.9,1,"0,27x0,26x0,11",null,0.008]
[44709,"ELSA 1","NZ-7/T/023*",7,44,1414.2800000000002,1,"ks","8591728447090",94051098,1.9,2.1,1,"0,27x0,26x0,11",null,0.008]
[44710,"ELSA D1 ","IN-12B12/023/X4",75,20,624.9200000000001,1,"ks","8591728447106",94051091,1.7,1.9,1,"0,32x0,31x0,12",null,0.012]
[44714,"ELSA D1 ","IN-14B12/023/X4*",13,20,803.8,1,"ks","8591728447144",94051098,2,2.2,1,"0,32x0,31x0,12",null,0.012]
[44718,"ELSA D1 ","E-14B12/023/X4*",13,20,1038.8400000000001,1,"ks","8591728447182",94051098,1.9,2.1,1,"0,32x0,31x0,12",null,0.012]
[44722,"ELSA D1 ","NZ-7/023/X4*",7,20,1491.24,1,"ks","8591728447229",94051098,2.2,2.4,1,"0,32x0,31x0,12",null,0.012]
[44711,"ELSA D1 ","IN-12B12/023/X11",75,20,875.56,1,"ks","8591728447113",94051091,1.7,1.9,1,"0,32x0,31x0,12",null,0.012]
[44715,"ELSA D1 ","IN-14B12/023/X11*",13,20,1054.44,1,"ks","8591728447151",94051098,2,2.2,1,"0,32x0,31x0,12",null,0.012]
[44719,"ELSA D1 ","E-14B12/023/X11*",13,20,1289.48,1,"ks","8591728447199",94051098,1.9,2.1,1,"0,32x0,31x0,12",null,0.012]
[44723,"ELSA D1 ","NZ-7/023/X11*",7,20,1741.88,1,"ks","8591728447236",94051098,2.2,2.4,1,"0,32x0,31x0,12",null,0.012]
[44712,"ELSA D1 ","IN-12B12/023/X12",75,20,1071.08,1,"ks","8591728447120",94051091,1.7,1.9,1,"0,32x0,31x0,12",null,0.012]
[44716,"ELSA D1 ","IN-14B12/023/X12*",13,20,1291.56,1,"ks","8591728447168",94051098,2,2.2,1,"0,32x0,31x0,12",null,0.012]
[44720,"ELSA D1 ","E-14B12/023/X12*",13,20,1526.6000000000001,1,"ks","8591728447205",94051098,1.9,2.1,1,"0,32x0,31x0,12",null,0.012]
[44724,"ELSA D1 ","NZ-7/023/X12*",7,20,1979,1,"ks","8591728447243",94051098,2.2,2.4,1,"0,32x0,31x0,12",null,0.012]
[44713,"ELSA D1 ","IN-12B12/023/X13",75,20,928.6,1,"ks","8591728447137",94051091,1.7,1.9,1,"0,32x0,31x0,12",null,0.012]
[44717,"ELSA D1 ","IN-14B12/023/X13*",13,20,1106.44,1,"ks","8591728447175",94051098,2,2.2,1,"0,32x0,31x0,12",null,0.012]
[44721,"ELSA D1 ","E-14B12/023/X13*",13,20,1342.52,1,"ks","8591728447212",94051098,1.9,2.1,1,"0,32x0,31x0,12",null,0.012]
[44725,"ELSA D1 ","NZ-7/023/X13*",7,20,1794.92,1,"ks","8591728447250",94051098,2.2,2.4,1,"0,32x0,31x0,12",null,0.012]
[44726,"ELSA 2 ","IN-12B13/025",100,20,608.12,1,"ks","8591728447267",94051091,1.7,1.9,1,"0,32x0,31x0,12",null,0.012]
[44727,"ELSA 2 ","IN-22B13/025","2x60",20,650.76,1,"ks","8591728447274",94051091,1.8,2,1,"0,32x0,31x0,12",null,0.012]
[44728,"ELSA 2 ","IN-15B13/025*",18,20,787,1,"ks","8591728447281",94051098,2.1,2.3,1,"0,32x0,31x0,12",null,0.012]
[44729,"ELSA 2 ","IN-16B13/025*",26,20,800.52,1,"ks","8591728447298",94051098,2.1,2.3,1,"0,32x0,31x0,12",null,0.012]
[44730,"ELSA 2 ","IN-24B13/025*","2x13",20,1009.5600000000001,1,"ks","8591728447304",94051098,2.2,2.4,1,"0,32x0,31x0,12",null,0.012]
[44731,"ELSA 2 ","E-15B13/025*",18,20,1147.88,1,"ks","8591728447311",94051098,2,2.2,1,"0,32x0,31x0,12",null,0.012]
[44732,"ELSA 2 ","E-16B13/025*",26,20,1147.88,1,"ks","8591728447328",94051098,2,2.2,1,"0,32x0,31x0,12",null,0.012]
[44733,"ELSA 2 ","E-24B13/025*","2x13",20,1277.88,1,"ks","8591728447335",94051098,2.1,2.3,1,"0,32x0,31x0,12",null,0.012]
[44734,"ELSA 2 ","E-25B13/025*","2x18",20,1277.88,1,"ks","8591728447342",94051098,2.1,2.3,1,"0,32x0,31x0,12",null,0.012]
[44735,"ELSA 2 ","IN-12B13/025 HF",60,20,1114.6,1,"ks","8591728447359",94051091,1.8,2,1,"0,32x0,31x0,12",null,0.012]
[44736,"ELSA 2 ","E-16B13/025 HF*",26,20,1654.3600000000001,1,"ks","8591728447366",94051098,2,2.2,1,"0,32x0,31x0,12",null,0.012]
[44737,"ELSA 2 ","NZ-13/025*",13,20,1587.8,1,"ks","8591728447373",94051098,2.1,2.3,1,"0,32x0,31x0,12",null,0.012]
[44738,"ELSA 2 ","NK-E-13/025*",13,20,2284.6000000000004,1,"ks","8591728447380",94051098,2.3,2.5,1,"0,32x0,31x0,12",null,0.012]
[44739,"ELSA 2 ","NK-E-18/025*",18,20,2284.6000000000004,1,"ks","8591728447397",94051098,2.3,2.5,1,"0,32x0,31x0,12",null,0.012]
[44740,"ELSA 2 ","IN-12BT13/025 ",100,44,657,1,"ks","8591728447403",94051091,1.7,1.9,1,"0,32x0,31x0,12",null,0.012]
[44741,"ELSA 2 ","IN-22BT13/025","2x60",44,699.64,1,"ks","8591728447410",94051091,1.9,2.1,1,"0,32x0,31x0,12",null,0.012]
[44742,"ELSA 2 ","IN-15BT13/025*",18,44,835.88,1,"ks","8591728447427",94051098,2.2,2.4,1,"0,32x0,31x0,12",null,0.012]
[44743,"ELSA 2 ","IN-16BT13/025*",26,44,835.88,1,"ks","8591728447434",94051098,2.2,2.4,1,"0,32x0,31x0,12",null,0.012]
[44744,"ELSA 2 ","IN-24BT13/025*","2x13",44,1058.44,1,"ks","8591728447441",94051098,2.3,2.5,1,"0,32x0,31x0,12",null,0.012]
[44745,"ELSA 2 ","E-15BT13/025*",18,44,1196.76,1,"ks","8591728447458",94051098,2.1,2.3,1,"0,32x0,31x0,12",null,0.012]
[44746,"ELSA 2 ","E-16BT13/025*",26,44,1196.76,1,"ks","8591728447465",94051098,2.1,2.3,1,"0,32x0,31x0,12",null,0.012]
[44747,"ELSA 2 ","E-24BT13/025*","2x13",44,1326.76,1,"ks","8591728447472",94051098,2.2,2.4,1,"0,32x0,31x0,12",null,0.012]
[44748,"ELSA 2 ","E-25BT13/025*","2x18",44,1326.76,1,"ks","8591728447489",94051098,2.2,2.4,1,"0,32x0,31x0,12",null,0.012]
[44749,"ELSA 2 ","IN-12BT13/025 HF",60,44,1163.48,1,"ks","8591728447496",94051091,1.9,2.1,1,"0,32x0,31x0,12",null,0.012]
[44750,"ELSA 2 ","E-16BT13/025 HF*",26,44,1703.24,1,"ks","8591728447502",94051098,2.1,2.3,1,"0,32x0,31x0,12",null,0.012]
[44751,"ELSA 2 ","NZ-13/T/025*",13,44,1636.68,1,"ks","8591728447519",94051098,2.2,2.4,1,"0,32x0,31x0,12",null,0.012]
[44752,"ELSA 2 ","NK-E-13/T/025*",13,44,2333.48,1,"ks","8591728447526",94051098,2.4,2.6,1,"0,32x0,31x0,12",null,0.012]
[44753,"ELSA 2 ","NK-E-18/T/025*",18,44,2333.48,1,"ks","8591728447533",94051098,2.4,2.6,1,"0,32x0,31x0,12",null,0.012]
[44754,"ELSA D2","IN-12B13/025/X4",100,20,771.4000000000001,1,"ks","8591728447540",94051091,2.1,2.3,1,"0,375x0,355x0,12",null,0.017]
[44758,"ELSA D2","IN-22B13/025/X4","2x60",20,814.04,1,"ks","8591728447588",94051091,2.2,2.4,1,"0,375x0,355x0,12",null,0.017]
[44762,"ELSA D2","E-15B13/025/X4*",18,20,1311.16,1,"ks","8591728447625",94051098,2.4,2.6,1,"0,375x0,355x0,12",null,0.017]
[44766,"ELSA D2","E-16B13/025/X4*",26,20,1311.16,1,"ks","8591728447663",94051098,2.4,2.6,1,"0,375x0,355x0,12",null,0.017]
[44770,"ELSA D2","E-24B13/025/X4*","2x13",20,1441.16,1,"ks","8591728447700",94051098,2.5,2.7,1,"0,375x0,355x0,12",null,0.017]
[44774,"ELSA D2","E-25B13/025/X4*","2x18",20,1441.16,1,"ks","8591728447748",94051098,2.5,2.7,1,"0,375x0,355x0,12",null,0.017]
[44778,"ELSA D2","IN-12B13/025/X4 HF",60,20,1277.88,1,"ks","8591728447786",94051091,2.2,2.4,1,"0,375x0,355x0,12",null,0.017]
[44782,"ELSA D2","E-16B13/025/X4 HF*",26,20,1817.64,1,"ks","8591728447823",94051098,2.4,2.6,1,"0,375x0,355x0,12",null,0.017]
[44786,"ELSA D2","NZ-13/025/X4*",13,20,1751.0800000000002,1,"ks","8591728447861",94051098,2.5,2.7,1,"0,375x0,355x0,12",null,0.017]
[44790,"ELSA D2","NK-E-13/025/X4*",13,20,2447.88,1,"ks","8591728447908",94051098,2.7,2.9,1,"0,375x0,355x0,12",null,0.017]
[44794,"ELSA D2","NK-E-18/025/X4*",18,20,2447.88,1,"ks","8591728447946",94051098,2.7,2.9,1,"0,375x0,355x0,12",null,0.017]
[44755,"ELSA D2","IN-12B13/025/X11",100,20,1057.4,1,"ks","8591728447557",94051091,2.1,2.3,1,"0,375x0,355x0,12",null,0.017]
[44759,"ELSA D2","IN-22B13/025/X11","2x60",20,1100.04,1,"ks","8591728447595",94051091,2.2,2.4,1,"0,375x0,355x0,12",null,0.017]
[44763,"ELSA D2","E-15B13/025/X11*",18,20,1597.16,1,"ks","8591728447632",94051098,2.4,2.6,1,"0,375x0,355x0,12",null,0.017]
[44767,"ELSA D2","E-16B13/025/X11*",26,20,1597.16,1,"ks","8591728447670",94051098,2.4,2.6,1,"0,375x0,355x0,12",null,0.017]
[44771,"ELSA D2","E-24B13/025/X11*","2x13",20,1727.16,1,"ks","8591728447717",94051098,2.5,2.7,1,"0,375x0,355x0,12",null,0.017]
[44775,"ELSA D2","E-25B13/025/X11*","2x18",20,1727.16,1,"ks","8591728447755",94051098,2.5,2.7,1,"0,375x0,355x0,12",null,0.017]
[44779,"ELSA D2","IN-12B13/025/X11 HF",60,20,1563.88,1,"ks","8591728447793",94051091,2.2,2.4,1,"0,375x0,355x0,12",null,0.017]
[44783,"ELSA D2","E-16B13/025/X11 HF*",26,20,2103.6400000000003,1,"ks","8591728447830",94051098,2.4,2.6,1,"0,375x0,355x0,12",null,0.017]
[44787,"ELSA D2","NZ-13/025/X11*",13,20,2037.0800000000002,1,"ks","8591728447878",94051098,2.5,2.7,1,"0,375x0,355x0,12",null,0.017]
[44791,"ELSA D2","NK-E-13/025/X11*",13,20,2733.88,1,"ks","8591728447915",94051098,2.7,2.9,1,"0,375x0,355x0,12",null,0.017]
[44795,"ELSA D2","NK-E-18/025/X11*",18,20,2733.88,1,"ks","8591728447953",94051098,2.7,2.9,1,"0,375x0,355x0,12",null,0.017]
[44756,"ELSA D2","IN-12B13/025/X12",100,20,1339.24,1,"ks","8591728447564",94051091,2.1,2.3,1,"0,375x0,355x0,12",null,0.017]
[44760,"ELSA D2","IN-22B13/025/X12","2x60",20,1381.88,1,"ks","8591728447601",94051091,2.2,2.4,1,"0,375x0,355x0,12",null,0.017]
[44764,"ELSA D2","E-15B13/025/X12*",18,20,1879,1,"ks","8591728447649",94051098,2.4,2.6,1,"0,375x0,355x0,12",null,0.017]
[44768,"ELSA D2","E-16B13/025/X12*",26,20,1879,1,"ks","8591728447687",94051098,2.4,2.6,1,"0,375x0,355x0,12",null,0.017]
[44772,"ELSA D2","E-24B13/025/X12*","2x13",20,2009,1,"ks","8591728447724",94051098,2.5,2.7,1,"0,375x0,355x0,12",null,0.017]
[44776,"ELSA D2","E-25B13/025/X12*","2x18",20,2009,1,"ks","8591728447762",94051098,2.5,2.7,1,"0,375x0,355x0,12",null,0.017]
[44780,"ELSA D2","IN-12B13/025/X12 HF",60,20,1845.72,1,"ks","8591728447809",94051091,2.2,2.4,1,"0,375x0,355x0,12",null,0.017]
[44784,"ELSA D2","E-16B13/025/X12 HF*",26,20,2385.48,1,"ks","8591728447847",94051098,2.4,2.6,1,"0,375x0,355x0,12",null,0.017]
[44788,"ELSA D2","NZ-13/025/X12*",13,20,2318.92,1,"ks","8591728447885",94051098,2.5,2.7,1,"0,375x0,355x0,12",null,0.017]
[44792,"ELSA D2","NK-E-13/025/X12*",13,20,3015.7200000000003,1,"ks","8591728447922",94051098,2.7,2.9,1,"0,375x0,355x0,12",null,0.017]
[44796,"ELSA D2","NK-E-18/025/X12*",18,20,3015.7200000000003,1,"ks","8591728447960",94051098,2.7,2.9,1,"0,375x0,355x0,12",null,0.017]
[44757,"ELSA D2","IN-12B13/025/X13",100,20,1126.04,1,"ks","8591728447571",94051091,2.1,2.3,1,"0,375x0,355x0,12",null,0.017]
[44761,"ELSA D2","IN-22B13/025/X13","2x60",20,1168.68,1,"ks","8591728447618",94051091,2.2,2.4,1,"0,375x0,355x0,12",null,0.017]
[44765,"ELSA D2","E-15B13/025/X13*",18,20,1665.8,1,"ks","8591728447656",94051098,2.4,2.6,1,"0,375x0,355x0,12",null,0.017]
[44769,"ELSA D2","E-16B13/025/X13*",26,20,1665.8,1,"ks","8591728447694",94051098,2.4,2.6,1,"0,375x0,355x0,12",null,0.017]
[44773,"ELSA D2","E-24B13/025/X13*","2x13",20,1795.8,1,"ks","8591728447731",94051098,2.5,2.7,1,"0,375x0,355x0,12",null,0.017]
[44777,"ELSA D2","E-25B13/025/X13*","2x18",20,1795.8,1,"ks","8591728447779",94051098,2.5,2.7,1,"0,375x0,355x0,12",null,0.017]
[44781,"ELSA D2","IN-12B13/025/X13 HF",60,20,1632.52,1,"ks","8591728447816",94051091,2.2,2.4,1,"0,375x0,355x0,12",null,0.017]
[44785,"ELSA D2","E-16B13/025/X13 HF*",26,20,2172.2799999999997,1,"ks","8591728447854",94051098,2.4,2.6,1,"0,375x0,355x0,12",null,0.017]
[44789,"ELSA D2","NZ-13/025/X13*",13,20,2105.7200000000003,1,"ks","8591728447892",94051098,2.5,2.7,1,"0,375x0,355x0,12",null,0.017]
[44793,"ELSA D2","NK-E-13/025/X13*",13,20,2802.52,1,"ks","8591728447939",94051098,2.7,2.9,1,"0,375x0,355x0,12",null,0.017]
[44797,"ELSA D2","NK-E-18/025/X13*",18,20,2802.52,1,"ks","8591728447977",94051098,2.7,2.9,1,"0,375x0,355x0,12",null,0.017]
[44798,"ELSA 3","IN-12B14/027",100,20,984.4000000000001,1,"ks","8591728447984",94051091,2.6,2.9,1,"0,375x0,355x0,12",null,0.017]
[44799,"ELSA 3","IN-22B14/027","2x75",20,1027.04,1,"ks","8591728447991",94051091,2.7,3,1,"0,375x0,355x0,12",null,0.017]
[44800,"ELSA 3","IN-16B14/027*",26,20,1176.8,1,"ks","8591728448004",94051098,3,3.3,1,"0,375x0,355x0,12",null,0.017]
[44801,"ELSA 3","IN-25B14/027*","2x18",20,1385.8400000000001,1,"ks","8591728448011",94051098,3.1,3.4,1,"0,375x0,355x0,12",null,0.017]
[44802,"ELSA 3","E-16B14/027*",26,20,1524.16,1,"ks","8591728448028",94051098,2.9,3.2,1,"0,375x0,355x0,12",null,0.017]
[44803,"ELSA 3","E-25B14/027*","2x18",20,1654.16,1,"ks","8591728448035",94051098,3,3.3,1,"0,375x0,355x0,12",null,0.017]
[44804,"ELSA 3","E-26B14/027*","2x26",20,1654.16,1,"ks","8591728448042",94051098,3,3.3,1,"0,375x0,355x0,12",null,0.017]
[44805,"ELSA 3","ES-25B14/027 1-10V*","2x18",20,2518.4,1,"ks","8591728448059",94051098,3,3.3,1,"0,375x0,355x0,12",null,0.017]
[44806,"ELSA 3","ES-25B14/027 DALI*","2x18",20,2737.84,1,"ks","8591728448066",94051098,3,3.3,1,"0,375x0,355x0,12",null,0.017]
[45882,"ELSA 3","ES-26B14/027 1-10V*","2x26",20,2518.4,1,"ks","8591728458829",94051098,3,3.3,1,"0,375x0,355x0,12",null,0.017]
[45883,"ELSA 3","ES-26B14/027 DALI*","2x26",20,2737.84,1,"ks","8591728458836",94051098,3,3.3,1,"0,375x0,355x0,12",null,0.017]
[44807,"ELSA 3","IN-12B14/027 HF",75,20,1490.88,1,"ks","8591728448073",94051091,2.7,3,1,"0,375x0,355x0,12",null,0.017]
[44808,"ELSA 3","E-16B14/027 HF*",26,20,2030.64,1,"ks","8591728448080",94051098,3,3.3,1,"0,375x0,355x0,12",null,0.017]
[44809,"ELSA 3","NZ-18/027*",18,20,1964.0800000000002,1,"ks","8591728448097",94051098,3.5,3.8,1,"0,375x0,355x0,12",null,0.017]
[44810,"ELSA 3","NK-E-26/027*",26,20,2660.88,1,"ks","8591728448103",94051098,3.6,3.9,1,"0,375x0,355x0,12",null,0.017]
[44811,"ELSA 3","NKC-218/13/027*","2x18",20,3184,1,"ks","8591728448110",94051098,3.7,4,1,"0,375x0,355x0,12",null,0.017]
[44812,"ELSA 3","NKC-226/13/027*","2x26",20,3184,1,"ks","8591728448127",94051098,3.7,4,1,"0,375x0,355x0,12",null,0.017]
[44813,"ELSA 3","NK-E-26/027 HF*",26,20,3206.88,1,"ks","8591728448134",94051098,3.6,3.9,1,"0,375x0,355x0,12",null,0.017]
[44814,"ELSA 3","IN-12BT14/027",100,44,1033.28,1,"ks","8591728448141",94051091,2.8,2.1,1,"0,375x0,355x0,12",null,0.017]
[44815,"ELSA 3","IN-22BT14/027","2X75",44,1075.92,1,"ks","8591728448158",94051091,2.8,2.1,1,"0,375x0,355x0,12",null,0.017]
[44816,"ELSA 3","IN-16BT14/027*",26,44,1225.68,1,"ks","8591728448165",94051098,3.1,3.4,1,"0,375x0,355x0,12",null,0.017]
[44817,"ELSA 3","IN-25BT14/027*","2X18",44,1434.72,1,"ks","8591728448172",94051098,3.2,3.5,1,"0,375x0,355x0,12",null,0.017]
[44818,"ELSA 3","E-16BT14/027 *",26,44,1573.04,1,"ks","8591728448189",94051098,3,3.3,1,"0,375x0,355x0,12",null,0.017]
[44819,"ELSA 3","E-25BT14/027*","2x18",44,1703.04,1,"ks","8591728448196",94051098,3.1,3.4,1,"0,375x0,355x0,12",null,0.017]
[44820,"ELSA 3","E-26BT14/027*","2x26",44,1703.04,1,"ks","8591728448202",94051098,3.1,3.4,1,"0,375x0,355x0,12",null,0.017]
[44821,"ELSA 3","ES-25BT14/027 1-10V*","2x18",44,2567.2799999999997,1,"ks","8591728448219",94051098,3.1,3.4,1,"0,375x0,355x0,12",null,0.017]
[44822,"ELSA 3","ES-25BT14/027 DALI*","2x18",44,2789.84,1,"ks","8591728448226",94051098,3.1,3.4,1,"0,375x0,355x0,12",null,0.017]
[45884,"ELSA 3","ES-26BT14/027 1-10V*","2x26",44,2567.2799999999997,1,"ks","8591728458843",94051098,3.1,3.4,1,"0,375x0,355x0,12",null,0.017]
[45885,"ELSA 3","ES-26BT14/027 DALI*","2x26",44,2789.84,1,"ks","8591728458850",94051098,3.1,3.4,1,"0,375x0,355x0,12",null,0.017]
[44823,"ELSA 3","IN-12BT14/027 HF",75,44,1539.76,1,"ks","8591728448233",94051091,2.6,2.9,1,"0,375x0,355x0,12",null,0.017]
[44824,"ELSA 3","E-16BT14/027 HF*",26,44,2079.52,1,"ks","8591728448240",94051098,3,3.3,1,"0,375x0,355x0,12",null,0.017]
[44825,"ELSA 3","NZ-18/T/027*",18,44,2012.96,1,"ks","8591728448257",94051098,3.6,3.9,1,"0,375x0,355x0,12",null,0.017]
[44826,"ELSA 3","NK-E-26/T/027*",26,44,2709.76,1,"ks","8591728448264",94051098,3.7,4,1,"0,375x0,355x0,12",null,0.017]
[44827,"ELSA 3","NKC-218/13/T/027*","2x18",44,3232.88,1,"ks","8591728448271",94051098,3.8,4.1,1,"0,375x0,355x0,12",null,0.017]
[44828,"ELSA 3","NKC-226/13/T/027*","2x26",44,3232.88,1,"ks","8591728448288",94051098,3.8,4.1,1,"0,375x0,355x0,12",null,0.017]
[44829,"ELSA 3","NK-E-26/T/027 HF*",26,44,3255.76,1,"ks","8591728448295",94051098,3.8,4.1,1,"0,375x0,355x0,12",null,0.017]
[44830,"ELSA D3","IN-12B14/027/X4",100,20,1187.2,1,"ks","8591728448301",94051091,3.1,3.4,1,"0,41x0,39x0,14",null,0.022]
[44834,"ELSA D3","IN-22B14/027/X4","2x75",20,1229.8400000000001,1,"ks","8591728448349",94051091,3.2,3.5,1,"0,41x0,39x0,14",null,0.022]
[44838,"ELSA D3","E-16B14/027/X4*",26,20,1727,1,"ks","8591728448387",94051098,3.3,3.7,1,"0,41x0,39x0,14",null,0.022]
[44842,"ELSA D3","E-25B14/027/X4*","2x18",20,1857,1,"ks","8591728448424",94051098,3.2,3.6,1,"0,41x0,39x0,14",null,0.022]
[44846,"ELSA D3","E-26B14/027/X4*","2x26",20,1856.96,1,"ks","8591728448462",94051098,3.5,3.8,1,"0,41x0,39x0,14",null,0.022]
[44850,"ELSA D3","ES-25B14/027/X4 1-10V*","2x18",20,2721.2,1,"ks","8591728448509",94051098,3.5,3.8,1,"0,41x0,39x0,14",null,0.022]
[44854,"ELSA D3","ES-25B14/027/X4 DALI*","2x18",20,2940.64,1,"ks","8591728448547",94051098,3.5,3.8,1,"0,41x0,39x0,14",null,0.022]
[44858,"ELSA D3","IN-12B14/027/X4 HF",75,20,1693.68,1,"ks","8591728448585",94051091,3.2,3.5,1,"0,41x0,39x0,14",null,0.022]
[44862,"ELSA D3","E-16B14/027/X4 HF*",26,20,2233.44,1,"ks","8591728448622",94051098,3.5,3.8,1,"0,41x0,39x0,14",null,0.022]
[44866,"ELSA D3","NZ-18/027/X4*",18,20,2166.88,1,"ks","8591728448660",94051098,4,4.3,1,"0,41x0,39x0,14",null,0.022]
[44870,"ELSA D3","NK-E-26/027/X4*",26,20,2863.6800000000003,1,"ks","8591728448707",94051098,4.1,4.4,1,"0,41x0,39x0,14",null,0.022]
[44874,"ELSA D3","NKC-218/13/027/X4*","2x18",20,3386.8,1,"ks","8591728448745",94051098,4.2,4.5,1,"0,41x0,39x0,14",null,0.022]
[44878,"ELSA D3","NKC-226/13/027/X4*","2x26",20,3386.8,1,"ks","8591728448783",94051098,4.2,4.5,1,"0,41x0,39x0,14",null,0.022]
[44882,"ELSA D3","NK-E-26/027/X4 HF*",26,20,3409.6800000000003,1,"ks","8591728448820",94051098,4.1,4.4,1,"0,41x0,39x0,14",null,0.022]
[44831,"ELSA D3","IN-12B14/027/X11",100,20,1535.6,1,"ks","8591728448318",94051091,3.1,3.4,1,"0,41x0,39x0,14",null,0.022]
[44835,"ELSA D3","IN-22B14/027/X11","2x75",20,1578.24,1,"ks","8591728448356",94051091,3.2,3.5,1,"0,41x0,39x0,14",null,0.022]
[44839,"ELSA D3","E-16B14/027/X11*",26,20,2075.36,1,"ks","8591728448394",94051098,3.3,3.7,1,"0,41x0,39x0,14",null,0.022]
[44843,"ELSA D3","E-25B14/027/X11*","2x18",20,2205.36,1,"ks","8591728448431",94051098,3.2,3.6,1,"0,41x0,39x0,14",null,0.022]
[44847,"ELSA D3","E-26B14/027/X11*","2x26",20,2205.36,1,"ks","8591728448479",94051098,3.5,3.8,1,"0,41x0,39x0,14",null,0.022]
[44851,"ELSA D3","ES-25B14/027/X11 1-10V*","2x18",20,3069.6,1,"ks","8591728448516",94051098,3.5,3.8,1,"0,41x0,39x0,14",null,0.022]
[44855,"ELSA D3","ES-25B14/027/X11 DALI*","2x18",20,3289.04,1,"ks","8591728448554",94051098,3.5,3.8,1,"0,41x0,39x0,14",null,0.022]
[44859,"ELSA D3","IN-12B14/027/X11 HF",75,20,2042.0800000000002,1,"ks","8591728448592",94051091,3.2,3.5,1,"0,41x0,39x0,14",null,0.022]
[44863,"ELSA D3","E-16B14/027/X11 HF*",26,20,2581.84,1,"ks","8591728448639",94051098,3.5,3.8,1,"0,41x0,39x0,14",null,0.022]
[44867,"ELSA D3","NZ-18/027/X11*",18,20,2515.2799999999997,1,"ks","8591728448677",94051098,4,4.3,1,"0,41x0,39x0,14",null,0.022]
[44871,"ELSA D3","NK-E-26/027/X11*",26,20,3212.08,1,"ks","8591728448714",94051098,4.1,4.4,1,"0,41x0,39x0,14",null,0.022]
[44875,"ELSA D3","NKC-218/13/027/X11*","2x18",20,3735.2000000000003,1,"ks","8591728448752",94051098,4.2,4.5,1,"0,41x0,39x0,14",null,0.022]
[44879,"ELSA D3","NKC-226/13/027/X11*","2x26",20,3735.2000000000003,1,"ks","8591728448790",94051098,4.2,4.5,1,"0,41x0,39x0,14",null,0.022]
[44883,"ELSA D3","NK-E-26/027/X11 HF*",26,20,3758.08,1,"ks","8591728448837",94051098,4.1,4.4,1,"0,41x0,39x0,14",null,0.022]
[44832,"ELSA D3","IN-12B14/027/X12",100,20,1852.8,1,"ks","8591728448325",94051091,3.1,3.4,1,"0,41x0,39x0,14",null,0.022]
[44836,"ELSA D3","IN-22B14/027/X12","2x75",20,1895.44,1,"ks","8591728448363",94051091,3.2,3.5,1,"0,41x0,39x0,14",null,0.022]
[44840,"ELSA D3","E-16B14/027/X12*",26,20,2392.56,1,"ks","8591728448400",94051098,3.3,3.7,1,"0,41x0,39x0,14",null,0.022]
[44844,"ELSA D3","E-25B14/027/X12*","2x18",20,2522.5600000000004,1,"ks","8591728448448",94051098,3.2,3.6,1,"0,41x0,39x0,14",null,0.022]
[44848,"ELSA D3","E-26B14/027/X12*","2x26",20,2522.5600000000004,1,"ks","8591728448486",94051098,3.5,3.8,1,"0,41x0,39x0,14",null,0.022]
[44852,"ELSA D3","ES-25B14/027/X12 1-10V*","2x18",20,3386.8,1,"ks","8591728448523",94051098,3.5,3.8,1,"0,41x0,39x0,14",null,0.022]
[44856,"ELSA D3","ES-25B14/027/X12 DALI*","2x18",20,3606.2400000000002,1,"ks","8591728448561",94051098,3.5,3.8,1,"0,41x0,39x0,14",null,0.022]
[44860,"ELSA D3","IN-12B14/027/X12 HF",75,20,2359.2799999999997,1,"ks","8591728448608",94051091,3.2,3.5,1,"0,41x0,39x0,14",null,0.022]
[44864,"ELSA D3","E-16B14/027/X12 HF*",26,20,2899.04,1,"ks","8591728448646",94051098,3.5,3.8,1,"0,41x0,39x0,14",null,0.022]
[44868,"ELSA D3","NZ-18/027/X12*",18,20,2832.48,1,"ks","8591728448684",94051098,4,4.3,1,"0,41x0,39x0,14",null,0.022]
[44872,"ELSA D3","NK-E-26/027/X12*",26,20,3529.28,1,"ks","8591728448721",94051098,4.1,4.4,1,"0,41x0,39x0,14",null,0.022]
[44876,"ELSA D3","NKC-218/13/027/X12*","2x18",20,4052.4,1,"ks","8591728448769",94051098,4.2,4.5,1,"0,41x0,39x0,14",null,0.022]
[44880,"ELSA D3","NKC-226/13/027/X12*","2x26",20,4052.4,1,"ks","8591728448806",94051098,4.2,4.5,1,"0,41x0,39x0,14",null,0.022]
[44884,"ELSA D3","NK-E-26/027/X12 HF*",26,20,4075.28,1,"ks","8591728448844",94051098,4.1,4.4,1,"0,41x0,39x0,14",null,0.022]
[44833,"ELSA D3","IN-12B14/027/X13",100,20,1665.6,1,"ks","8591728448332",94051091,3.1,3.4,1,"0,41x0,39x0,14",null,0.022]
[44837,"ELSA D3","IN-22B14/027/X13","2x75",20,1708.24,1,"ks","8591728448370",94051091,3.2,3.5,1,"0,41x0,39x0,14",null,0.022]
[44841,"ELSA D3","E-16B14/027/X13*",26,20,2205.36,1,"ks","8591728448417",94051098,3.3,3.7,1,"0,41x0,39x0,14",null,0.022]
[44845,"ELSA D3","E-25B14/027/X13*","2x18",20,2335.36,1,"ks","8591728448455",94051098,3.2,3.6,1,"0,41x0,39x0,14",null,0.022]
[44849,"ELSA D3","E-26B14/027/X13*","2x26",20,2335.36,1,"ks","8591728448493",94051098,3.5,3.8,1,"0,41x0,39x0,14",null,0.022]
[44853,"ELSA D3","ES-25B14/027/X13 1-10V*","2x18",20,3199.6,1,"ks","8591728448530",94051098,3.5,3.8,1,"0,41x0,39x0,14",null,0.022]
[44857,"ELSA D3","ES-25B14/027/X13 DALI*","2x18",20,3419.04,1,"ks","8591728448578",94051098,3.5,3.8,1,"0,41x0,39x0,14",null,0.022]
[44861,"ELSA D3","IN-12B14/027/X13 HF",75,20,2172.08,1,"ks","8591728448615",94051091,3.2,3.5,1,"0,41x0,39x0,14",null,0.022]
[44865,"ELSA D3","E-16B14/027/X13 HF*",26,20,2711.84,1,"ks","8591728448653",94051098,3.5,3.8,1,"0,41x0,39x0,14",null,0.022]
[44869,"ELSA D3","NZ-18/027/X13*",18,20,2645.2799999999997,1,"ks","8591728448691",94051098,4,4.3,1,"0,41x0,39x0,14",null,0.022]
[44873,"ELSA D3","NK-E-26/027/X13*",26,20,3342.08,1,"ks","8591728448738",94051098,4.1,4.4,1,"0,41x0,39x0,14",null,0.022]
[44877,"ELSA D3","NKC-218/13/027/X13 *","2x18",20,3865.2000000000003,1,"ks","8591728448776",94051098,4.2,4.5,1,"0,41x0,39x0,14",null,0.022]
[44881,"ELSA D3","NKC-226/13/027/X13 *","2x26",20,3865.2000000000003,1,"ks","8591728448813",94051098,4.2,4.5,1,"0,41x0,39x0,14",null,0.022]
[44885,"ELSA D3","NK-E-26/027/X13 HF*",26,20,3888.08,1,"ks","8591728448851",94051098,4.1,4.4,1,"0,41x0,39x0,14",null,0.022]
[44886,"ELSA 4","IN-22B15/029","2x75",20,1625.44,1,"ks","8591728448868",94051091,3.6,4,1,"0,435x0,435x0,12",null,0.023]
[44889,"ELSA 4","E-17B15/029*",36,20,1842.8000000000002,1,"ks","8591728448899",94051098,3.4,3.8,1,"0,435x0,435x0,12",null,0.023]
[44890,"ELSA 4","E-26B15/029*","2x26",20,2252.56,1,"ks","8591728448905",94051098,3.6,4,1,"0,435x0,435x0,12",null,0.023]
[44891,"ELSA 4","E-26B15/029 32W*","2x32",20,2252.56,1,"ks","8591728448912",94051098,3.6,4,1,"0,435x0,435x0,12",null,0.023]
[44892,"ELSA 4","E-204B15/029*","22+40",20,2308.7200000000003,1,"ks","8591728448929",94051098,3.6,4,1,"0,435x0,435x0,12",null,0.023]
[44893,"ELSA 4","ES-26B15/029 1-10V*","2x26",20,3159.44,1,"ks","8591728448936",94051098,3.6,4,1,"0,435x0,435x0,12",null,0.023]
[44894,"ELSA 4","ES-26B15/029 DALI*","2x26",20,3378.88,1,"ks","8591728448943",94051098,3.7,4.1,1,"0,435x0,435x0,12",null,0.023]
[44895,"ELSA 4","IN-22B15/029 HF","2x60",20,2131.92,1,"ks","8591728448950",94051091,3.7,4.1,1,"0,435x0,435x0,12",null,0.023]
[44896,"ELSA 4","E-17B15/029 HF*",36,20,2671.6800000000003,1,"ks","8591728448967",94051098,3.5,3.9,1,"0,435x0,435x0,12",null,0.023]
[44897,"ELSA 4","NK-E-36/029*",36,20,2979.52,1,"ks","8591728448974",94051098,4,4.4,1,"0,435x0,435x0,12",null,0.023]
[44898,"ELSA 4","NKC-226/13/029*","2x26",20,3825.04,1,"ks","8591728448981",94051098,3.8,4.2,1,"0,435x0,435x0,12",null,0.023]
[44900,"ELSA 4","IN-22BT15/029","2x75",44,1674.32,1,"ks","8591728449001",94051091,3.6,4,1,"0,435x0,435x0,12",null,0.023]
[44903,"ELSA 4","E-17BT15/029*",36,44,2214.08,1,"ks","8591728449032",94051098,3.4,3.8,1,"0,435x0,435x0,12",null,0.023]
[44904,"ELSA 4","E-26BT15/029*","2x26",44,2301.44,1,"ks","8591728449049",94051098,3.6,4,1,"0,435x0,435x0,12",null,0.023]
[44905,"ELSA 4","E-26BT15/029 32W*","2x32",44,2301.44,1,"ks","8591728449056",94051098,3.6,4,1,"0,435x0,435x0,12",null,0.023]
[44906,"ELSA 4","E-204BT15/029*","22+40",44,2357.6000000000004,1,"ks","8591728449063",94051098,3.6,4,1,"0,435x0,435x0,12",null,0.023]
[44907,"ELSA 4","ES-26BT15/029 1-10V*","2x26",44,3208.32,1,"ks","8591728449070",94051098,3.6,4,1,"0,435x0,435x0,12",null,0.023]
[44908,"ELSA 4","ES-26BT15/029 DALI*","2x26",44,3427.76,1,"ks","8591728449087",94051098,3.7,4.1,1,"0,435x0,435x0,12",null,0.023]
[44909,"ELSA 4","IN-22BT15/029 HF","2x60",44,2180.8,1,"ks","8591728449094",94051091,3.7,4,1,"0,435x0,435x0,12",null,0.023]
[44910,"ELSA 4","E-17BT15/029 HF*",36,44,2720.56,1,"ks","8591728449100",94051098,3.5,3.9,1,"0,435x0,435x0,12",null,0.023]
[44911,"ELSA 4","NK-E-36/T/029*",36,44,3350.8,1,"ks","8591728449117",94051098,4,4.4,1,"0,435x0,435x0,12",null,0.023]
[44912,"ELSA 4","NKC-226/13/T/029*","2x26",44,3873.92,1,"ks","8591728449124",94051098,3.8,4.2,1,"0,435x0,435x0,12",null,0.023]
[44914,"ELSA D4","IN-22B15/029/X4","2x75",20,1864.6399999999999,1,"ks","8591728449148",94051091,4.2,4.7,1,"0,48x0,46x0,14",null,0.031]
[44918,"ELSA D4","E-17B15/029/X4*",36,20,2404.4,1,"ks","8591728449186",94051098,4,4.5,1,"0,48x0,46x0,14",null,0.031]
[44922,"ELSA D4","E-26B15/029/X4*","2x26",20,2491.76,1,"ks","8591728449223",94051098,4.2,4.7,1,"0,48x0,46x0,14",null,0.031]
[44926,"ELSA D4","E-26B15/029/X4 32W*","2x32",20,2491.76,1,"ks","8591728449261",94051098,4.2,4.7,1,"0,48x0,46x0,14",null,0.031]
[44930,"ELSA D4","E-204B15/029/X4*","22+40",20,2547.92,1,"ks","8591728449308",94051098,4.2,4.7,1,"0,48x0,46x0,14",null,0.031]
[44934,"ELSA D4","ES-26B15/029/X4 1-10V*","2x26",20,3398.64,1,"ks","8591728449346",94051098,4.2,4.7,1,"0,48x0,46x0,14",null,0.031]
[44938,"ELSA D4","ES-26B15/029/X4 DALI*","2x26",20,3618.08,1,"ks","8591728449384",94051098,4.3,4.8,1,"0,48x0,46x0,14",null,0.031]
[44942,"ELSA D4","IN-22B15/029/X4 HF","2x60",20,2371.12,1,"ks","8591728449421",94051091,4.3,4.8,1,"0,48x0,46x0,14",null,0.031]
[44946,"ELSA D4","E-17B15/029/X4 HF*",36,20,2910.88,1,"ks","8591728449469",94051098,4.1,4.6,1,"0,48x0,46x0,14",null,0.031]
[44950,"ELSA D4","NK-E-36/029/X4*",36,20,3541.12,1,"ks","8591728449506",94051098,4.6,5.1,1,"0,48x0,46x0,14",null,0.031]
[44954,"ELSA D4","NKC-226/13/029/X4*","2x26",20,4064.2400000000002,1,"ks","8591728449544",94051098,4.4,4.9,1,"0,48x0,46x0,14",null,0.031]
[44915,"ELSA D4","IN-22B15/029/X11","2x75",20,2296.24,1,"ks","8591728449155",94051091,4.2,4.7,1,"0,48x0,46x0,14",null,0.031]
[44919,"ELSA D4","E-17B15/029/X11*",36,20,2836,1,"ks","8591728449193",94051098,4,4.5,1,"0,48x0,46x0,14",null,0.031]
[44923,"ELSA D4","E-26B15/029/X11*","2x26",20,2923.36,1,"ks","8591728449230",94051098,4.2,4.7,1,"0,48x0,46x0,14",null,0.031]
[44927,"ELSA D4","E-26B15/029/X11 32W*","2x32",20,2923.36,1,"ks","8591728449278",94051098,4.2,4.7,1,"0,48x0,46x0,14",null,0.031]
[44931,"ELSA D4","E-204B15/029/X11*","22+40",20,2979.52,1,"ks","8591728449315",94051098,4.2,4.7,1,"0,48x0,46x0,14",null,0.031]
[44935,"ELSA D4","ES-26B15/029/X11 1-10V*","2x26",20,3830.2400000000002,1,"ks","8591728449353",94051098,4.2,4.7,1,"0,48x0,46x0,14",null,0.031]
[44939,"ELSA D4","ES-26B15/029/X11 DALI*","2x26",20,4049.6800000000003,1,"ks","8591728449391",94051098,4.3,4.8,1,"0,48x0,46x0,14",null,0.031]
[44943,"ELSA D4","IN-22B15/029/X11 HF","2x60",20,2802.7200000000003,1,"ks","8591728449438",94051091,4.3,4.8,1,"0,48x0,46x0,14",null,0.031]
[44947,"ELSA D4","E-17B15/029/X11 HF*",36,20,3342.48,1,"ks","8591728449476",94051098,4.1,4.6,1,"0,48x0,46x0,14",null,0.031]
[44951,"ELSA D4","NK-E-36/029/X11*",36,20,3972.7200000000003,1,"ks","8591728449513",94051098,4.6,5.1,1,"0,48x0,46x0,14",null,0.031]
[44955,"ELSA D4","NKC-226/13/029/X11*","2x26",20,4495.84,1,"ks","8591728449551",94051098,4.4,4.9,1,"0,48x0,46x0,14",null,0.031]
[44916,"ELSA D4","IN-22B15/029/X12","2x75",20,2608.24,1,"ks","8591728449162",94051091,4.2,4.7,1,"0,48x0,46x0,14",null,0.031]
[44920,"ELSA D4","E-17B15/029/X12*",36,20,3148,1,"ks","8591728449209",94051098,4,4.5,1,"0,48x0,46x0,14",null,0.031]
[44924,"ELSA D4","E-26B15/029/X12*","2x26",20,3235.36,1,"ks","8591728449247",94051098,4.2,4.7,1,"0,48x0,46x0,14",null,0.031]
[44928,"ELSA D4","E-26B15/029/X12 32W*","2x32",20,3235.36,1,"ks","8591728449285",94051098,4.2,4.7,1,"0,48x0,46x0,14",null,0.031]
[44932,"ELSA D4","E-204B15/029/X12*","22+40",20,3291.52,1,"ks","8591728449322",94051098,4.2,4.7,1,"0,48x0,46x0,14",null,0.031]
[44936,"ELSA D4","ES-26B15/029/X12 1-10V*","2x26",20,4142.24,1,"ks","8591728449360",94051098,4.2,4.7,1,"0,48x0,46x0,14",null,0.031]
[44940,"ELSA D4","ES-26B15/029/X12 DALI*","2x26",20,4361.68,1,"ks","8591728449407",94051098,4.3,4.8,1,"0,48x0,46x0,14",null,0.031]
[44944,"ELSA D4","IN-22B15/029/X12 HF","2x60",20,3114.7200000000003,1,"ks","8591728449445",94051091,4.3,4.8,1,"0,48x0,46x0,14",null,0.031]
[44948,"ELSA D4","E-17B15/029/X12 HF*",36,20,3654.48,1,"ks","8591728449483",94051098,4.1,4.6,1,"0,48x0,46x0,14",null,0.031]
[44952,"ELSA D4","NK-E-36/029/X12*",36,20,4284.72,1,"ks","8591728449520",94051098,4.6,5.1,1,"0,48x0,46x0,14",null,0.031]
[44956,"ELSA D4","NKC-226/13/029/X12*","2x26",20,4807.84,1,"ks","8591728449568",94051098,4.4,4.9,1,"0,48x0,46x0,14",null,0.031]
[44917,"ELSA D4","IN-22B15/029/X13 ","2x75",20,2449.12,1,"ks","8591728449179",94051091,4.2,4.7,1,"0,48x0,46x0,14",null,0.031]
[44921,"ELSA D4","E-17B15/029/X13*",36,20,2988.88,1,"ks","8591728449216",94051098,4,4.5,1,"0,48x0,46x0,14",null,0.031]
[44925,"ELSA D4","E-26B15/029/X13*","2x26",20,3076.24,1,"ks","8591728449254",94051098,4.2,4.7,1,"0,48x0,46x0,14",null,0.031]
[44929,"ELSA D4","E-26B15/029/X13 32W*","2x32",20,3076.24,1,"ks","8591728449292",94051098,4.2,4.7,1,"0,48x0,46x0,14",null,0.031]
[44933,"ELSA D4","E-204B15/029/X13*","22+40",20,3132.4,1,"ks","8591728449339",94051098,4.2,4.7,1,"0,48x0,46x0,14",null,0.031]
[44937,"ELSA D4","ES-26B15/029/X13 1-10V*","2x26",20,3983.12,1,"ks","8591728449377",94051098,4.2,4.7,1,"0,48x0,46x0,14",null,0.031]
[44941,"ELSA D4","ES-26B15/029/X13 DALI*","2x26",20,4202.5599999999995,1,"ks","8591728449414",94051098,4.3,4.8,1,"0,48x0,46x0,14",null,0.031]
[44945,"ELSA D4","IN-22B15/029/X13 HF","2x60",20,2955.6000000000004,1,"ks","8591728449452",94051091,4.3,4.8,1,"0,48x0,46x0,14",null,0.031]
[44949,"ELSA D4","E-17B15/029/X13 HF*",36,20,3495.36,1,"ks","8591728449490",94051098,4.1,4.6,1,"0,48x0,46x0,14",null,0.031]
[44953,"ELSA D4","NK-E-36/029/X13*",36,20,4125.6,1,"ks","8591728449537",94051098,4.6,5.1,1,"0,48x0,46x0,14",null,0.031]
[44957,"ELSA D4","NKC-226/13/029/X13*","2x26",20,4648.72,1,"ks","8591728449575",94051098,4.4,4.9,1,"0,48x0,46x0,14",null,0.031]
[54950,"ELSA 5","IN-32B16/626","3x60",20,3713.92,1,"ks","8591728549503",94051091,5.9,6.4,1,"0,515x0,495x0,14",null,0.036]
[54951,"ELSA 5","IN-27B16/626*","2x36",20,4180.88,1,"ks","8591728549510",94051098,5.9,6.4,1,"0,515x0,495x0,14",null,0.036]
[54952,"ELSA 5","E-204B16/626*","22+40",20,4477.28,1,"ks","8591728549527",94051098,6,6.5,1,"0,515x0,495x0,14",null,0.036]
[54953,"ELSA 5","E-27B16/626*","2x36",20,4477.28,1,"ks","8591728549534",94051098,5.9,6.4,1,"0,515x0,495x0,14",null,0.036]
[54954,"ELSA 5","E-28B16/626*","2x42",20,4477.28,1,"ks","8591728549541",94051098,5.9,6.4,1,"0,515x0,495x0,14",null,0.036]
[54955,"ELSA 5","ES-26B16/626 32W 1-10V*","2x32",20,5500.639999999999,1,"ks","8591728549558",94051098,5.9,6.4,1,"0,515x0,495x0,14",null,0.036]
[54956,"ELSA 5","ES-26B16/626 32W DALI*","2x32",20,5574.48,1,"ks","8591728549565",94051098,6,6.5,1,"0,515x0,495x0,14",null,0.036]
[54957,"ELSA 5","ES-28B16/626 1-10V*","2x42",20,5500.639999999999,1,"ks","8591728549572",94051098,5.9,6.4,1,"0,515x0,495x0,14",null,0.036]
[54958,"ELSA 5","ES-28B16/626 DALI*","2x42",20,5574.48,1,"ks","8591728549589",94051098,6,6.5,1,"0,515x0,495x0,14",null,0.036]
[54959,"ELSA 5","IN-22B16/626 HF","2x60",20,4220.4,1,"ks","8591728549596",94051091,6,6.5,1,"0,515x0,495x0,14",null,0.036]
[54960,"ELSA 5","E-17B16/626 HF*",36,20,4771.6,1,"ks","8591728549602",94051098,6.1,6.6,1,"0,515x0,495x0,14",null,0.036]
[54961,"ELSA 5","NKC-226/13/626*","2x26",20,5913.52,1,"ks","8591728549619",94051098,6.6,7.1,1,"0,515x0,495x0,14",null,0.036]
[54962,"ELSA 5","NKC-232/16/626*","2x32",20,6590.5599999999995,1,"ks","8591728549626",94051098,6.4,6.9,1,"0,515x0,495x0,14",null,0.036]
[54963,"ELSA 5","IN-32BT16/626","3x60",44,3762.8,1,"ks","8591728549633",94051091,5.9,6.4,1,"0,515x0,495x0,14",null,0.036]
[54964,"ELSA 5","IN-27BT16/626*","2x36",44,4229.76,1,"ks","8591728549640",94051098,5.9,6.4,1,"0,515x0,495x0,14",null,0.036]
[54965,"ELSA 5","E-204BT16/626*","22+40",44,4526.16,1,"ks","8591728549657",94051098,6,6.5,1,"0,515x0,495x0,14",null,0.036]
[54966,"ELSA 5","E-27BT16/626*","2x36",44,4526.16,1,"ks","8591728549664",94051098,5.9,6.4,1,"0,515x0,495x0,14",null,0.036]
[54967,"ELSA 5","E-28BT16/626*","2x42",44,4526.16,1,"ks","8591728549671",94051098,5.9,6.4,1,"0,515x0,495x0,14",null,0.036]
[54968,"ELSA 5","ES-26BT16/626 32W 1-10V*","2x32",44,5549.52,1,"ks","8591728549688",94051098,5.9,6.4,1,"0,515x0,495x0,14",null,0.036]
[54969,"ELSA 5","ES-26BT16/626 32W DALI*","2x32",44,5623.360000000001,1,"ks","8591728549695",94051098,6,6.5,1,"0,515x0,495x0,14",null,0.036]
[54970,"ELSA 5","ES-28BT16/626 1-10V*","2x42",44,5549.52,1,"ks","8591728549701",94051098,5.9,6.4,1,"0,515x0,495x0,14",null,0.036]
[54971,"ELSA 5","ES-28BT16/626 DALI*","2x42",44,5623.360000000001,1,"ks","8591728549718",94051098,6,6.5,1,"0,515x0,495x0,14",null,0.036]
[54972,"ELSA 5","IN-22BT16/626 HF","2x60",44,4269.28,1,"ks","8591728549725",94051091,6,6.5,1,"0,515x0,495x0,14",null,0.036]
[54973,"ELSA 5","E-17BT16/626 HF*",36,44,4820.48,1,"ks","8591728549732",94051098,6.1,6.6,1,"0,515x0,495x0,14",null,0.036]
[54974,"ELSA 5","NKC-226/13/T/626*","2x26",44,5962.4,1,"ks","8591728549749",94051098,6.6,7.1,1,"0,515x0,495x0,14",null,0.036]
[54975,"ELSA 5","NKC-232/16/T/626*","2x32",44,6639.4400000000005,1,"ks","8591728549756",94051098,6.4,6.9,1,"0,515x0,495x0,14",null,0.036]
[54976,"ELSA 6","IN-32B17/627","3x75",20,5179.84,1,"ks","8591728549763",94051091,6.4,7.1,1,"0,625x0,625x0,15",null,0.06]
[54977,"ELSA 6","IN-46B17/627*","4x26",20,5919.28,1,"ks","8591728549770",94051098,6.7,7.4,1,"0,625x0,625x0,15",null,0.06]
[54978,"ELSA 6","E-28B17/627*","2x42",20,5943.2,1,"ks","8591728549787",94051098,7.2,8,1,"0,625x0,625x0,15",null,0.06]
[54979,"ELSA 6","E-46B17/627*","4x26",20,6403.92,1,"ks","8591728549794",94051098,7.2,8,1,"0,625x0,625x0,15",null,0.06]
[54980,"ELSA 6","E-46B17/627 32W*","4x32",20,6403.92,1,"ks","8591728549800",94051098,7.2,8,1,"0,625x0,625x0,15",null,0.06]
[54981,"ELSA 6","ES-46B17/627 1-10V*","4x26",20,8246.8,1,"ks","8591728549817",94051098,7.3,8.1,1,"0,625x0,625x0,15",null,0.06]
[54982,"ELSA 6","ES-46B17/627 DALI*","4x26",20,8686.720000000001,1,"ks","8591728549824",94051098,7.3,8.1,1,"0,625x0,625x0,15",null,0.06]
[54983,"ELSA 6","IN-32B17/627 HF","3x60",20,5686.32,1,"ks","8591728549831",94051091,7.3,8.1,1,"0,625x0,625x0,15",null,0.06]
[54984,"ELSA 6","E-17B17/627 HF*",36,20,6449.68,1,"ks","8591728549848",94051098,7.2,8,1,"0,625x0,625x0,15",null,0.06]
[54985,"ELSA 6","NKC-232/16/627*","2x32",20,8056.48,1,"ks","8591728549855",94051098,7.6,8.4,1,"0,625x0,625x0,15",null,0.06]
[54986,"ELSA 6","NKC-242/16/627*","2x42",20,8056.48,1,"ks","8591728549862",94051098,7.6,8.4,1,"0,625x0,625x0,15",null,0.06]
[54987,"ELSA 6","IN-32BT17/627","3x75",44,5228.72,1,"ks","8591728549879",94051091,6.4,7.1,1,"0,625x0,625x0,15",null,0.06]
[54988,"ELSA 6","IN-46BT17/627*","4x26",44,5968.16,1,"ks","8591728549886",94051098,6.7,7.4,1,"0,625x0,625x0,15",null,0.06]
[54989,"ELSA 6","E-28BT17/627*","2x42",44,5992.08,1,"ks","8591728549893",94051098,7.2,8,1,"0,625x0,625x0,15",null,0.06]
[54990,"ELSA 6","E-46BT17/627*","4x26",44,6452.8,1,"ks","8591728549909",94051098,7.2,8,1,"0,625x0,625x0,15",null,0.06]
[54991,"ELSA 6","E-46BT17/627 32W*","4x32",44,6452.8,1,"ks","8591728549916",94051098,7.2,8,1,"0,625x0,625x0,15",null,0.06]
[54992,"ELSA 6","ES-46BT17/627 1-10V*","4x26",44,8295.68,1,"ks","8591728549923",94051098,7.3,8.1,1,"0,625x0,625x0,15",null,0.06]
[54993,"ELSA 6","ES-46BT17/627 DALI*","4x26",44,8735.6,1,"ks","8591728549930",94051098,7.3,8.1,1,"0,625x0,625x0,15",null,0.06]
[54994,"ELSA 6","IN-32BT17/627 HF","3x60",44,5735.2,1,"ks","8591728549947",94051091,7.3,8.1,1,"0,625x0,625x0,15",null,0.06]
[54995,"ELSA 6","E-17BT17/627 HF*",36,44,6498.56,1,"ks","8591728549954",94051098,7.2,8,1,"0,625x0,625x0,15",null,0.06]
[54996,"ELSA 6","NKC-232/T/16/627*","2x32",44,8105.360000000001,1,"ks","8591728549961",94051098,7.6,8.4,1,"0,625x0,625x0,15",null,0.06]
[54997,"ELSA 6","NKC-242/T/16/627*","2x42",44,8105.360000000001,1,"ks","8591728549978",94051098,7.6,8.4,1,"0,625x0,625x0,15",null,0.06]
[44240,"NARA 1","IN-22U41/201","2x30",43,1532,1,"ks","8591728442408",94051091]
[44241,"NARA 1","E-16U41/201",26,43,2118,1,"ks","8591728442415",94051098]
[44242,"NARA 1","IN-12U41/201 HF",30,43,2057,1,"ks","8591728442422",94051091]
[44243,"NARA 1","NZ-13/201",13,43,2512,1,"ks","8591728442439",94051098]
[44245,"NARA 2","IN-22U42/202","2x60",43,1866,1,"ks","8591728442453",94051091]
[44246,"NARA 2","E-16U42/202",26,43,2452,1,"ks","8591728442460",94051098]
[44247,"NARA 2","E-25U42/202","2x18",43,2480,1,"ks","8591728442477",94051098]
[44248,"NARA 2","IN-12U42/202 HF",40,43,2391,1,"ks","8591728442484",94051091]
[44249,"NARA 2","NK-E-26/202",26,43,3532,1,"ks","8591728442491",94051098]
[44250,"GEMINI 1","IN-12U47/207",100,43,1390,1,"ks","8591728442507",94051091]
[44251,"GEMINI 1","IN-22U47/207","2x40",43,1426,1,"ks","8591728442514",94051091]
[44252,"GEMINI 1","E-16U47/207",26,43,1976,1,"ks","8591728442521",94051098]
[44253,"GEMINI 1","E-25LU47/207","2x18",43,2040,1,"ks","8591728442538",94051098]
[44254,"GEMINI 1","IN-12U47/207 HF",40,43,1915,1,"ks","8591728442545",94051091]
[44255,"GEMINI 1","NK-E-26/207",26,43,3056,1,"ks","8591728442552",94051098]
[44256,"GEMINI 2","IN-22U48/208","2x60",43,2284,1,"ks","8591728442569",94051091]
[44257,"GEMINI 2","E-26LU48/208","2x24",43,2934,1,"ks","8591728442576",94051098]
[44258,"GEMINI 2","E-26U48/208","2x26",43,2934,1,"ks","8591728442583",94051098]
[44259,"GEMINI 2","IN-22U48/208 HF","2x40",43,2809,1,"ks","8591728442590",94051091]
[44260,"GEMINI 2","NKC-226/13/208","2x26",43,3950,1,"ks","8591728442606",94051098]
[41166,"EDNA 1","IN-12K2/020",60,43,455.03999999999996,1,"ks","8591728411664",94051091,1,1.2,1,"0,24x0,23x0,115",null,0.006]
[41169,"EDNA 1","IN-14K2/020*",13,43,633.9200000000001,1,"ks","8591728411695",94051098,1.3,1.5,1,"0,24x0,23x0,115",null,0.006]
[41170,"EDNA 1","E-14K2/020*",13,43,868.96,1,"ks","8591728411701",94051098,1.1,1.3,1,"0,24x0,23x0,115",null,0.006]
[41180,"EDNA 1","NZ-7/020*",7,43,1321.3600000000001,1,"ks","8591728411800",94051098,1.5,1.7,1,"0,24x0,23x0,115",null,0.006]
[41171,"EDNA 1","IN-12D2/020",60,43,457.12,1,"ks","8591728411718",94051091,0.9,1.1,1,"0,24x0,23x0,115",null,0.006]
[41175,"EDNA 1","E-14D2/020*",13,43,891.84,1,"ks","8591728411756",94051098,1,1.2,1,"0,24x0,23x0,115",null,0.006]
[41176,"EDNA 1","IN-12DU2/020",60,"43II",457.12,1,"ks","8591728411763",94051091,1,1.2,1,"0,24x0,23x0,115",null,0.006]
[41179,"EDNA 1","E-13DU2/020*",9,"43II",987.52,1,"ks","8591728411794",94051098,1.1,1.3,1,"0,24x0,23x0,115",null,0.006]
[41182,"EDNA 1","NZ-7DU/020*",7,"43II",1166.4,1,"ks","8591728411824",94051098,1.5,1.7,1,"0,24x0,23x0,115",null,0.006]
[41183,"EDNA 2","IN-12K52/022",100,43,633.36,1,"ks","8591728411831",94051091,1.5,1.7,1,"0,30x0,285x0,13",null,0.011]
[41184,"EDNA 2","IN-22K52/022","2x60",43,677.04,1,"ks","8591728411848",94051091,1.6,1.8,1,"0,30x0,285x0,13",null,0.011]
[41188,"EDNA 2","IN-15K52/022*",18,43,812.24,1,"ks","8591728411886",94051098,1.9,2.1,1,"0,30x0,285x0,13",null,0.011]
[41189,"EDNA 2","IN-16K52/022*",26,43,825.76,1,"ks","8591728411893",94051098,1.9,2.1,1,"0,30x0,285x0,13",null,0.011]
[41190,"EDNA 2","IN-24K52/022*","2x13",43,1035.8400000000001,1,"ks","8591728411909",94051098,2,2.2,1,"0,30x0,285x0,13",null,0.011]
[41192,"EDNA 2","E-14K52/022*",13,43,1173.12,1,"ks","8591728411923",94051098,1.7,1.9,1,"0,30x0,285x0,13",null,0.011]
[41193,"EDNA 2","E-15K52/022*",18,43,1173.12,1,"ks","8591728411930",94051098,1.7,1.9,1,"0,30x0,285x0,13",null,0.011]
[41194,"EDNA 2","E-16K52/022*",26,43,1173.12,1,"ks","8591728411947",94051098,1.7,1.9,1,"0,30x0,285x0,13",null,0.011]
[41195,"EDNA 2","E-24K52/022*","2x13",43,1283.3600000000001,1,"ks","8591728411954",94051098,1.8,2,1,"0,30x0,285x0,13",null,0.011]
[46108,"EDNA 2","IN-12K52/022 HF",60,43,1139.8400000000001,1,"ks","8591728461089",94051091,1.6,1.8,1,"0,30x0,285x0,13",null,0.011]
[46147,"EDNA 2","E-15K52/022 HF*",18,43,1658.8,1,"ks","8591728461478",94051098,1.8,2,1,"0,30x0,285x0,13",null,0.011]
[46148,"EDNA 2","E-16K52/022 HF*",26,43,1658.8,1,"ks","8591728461485",94051098,1.8,2,1,"0,30x0,285x0,13",null,0.011]
[41215,"EDNA 2","NZ-13/022*",13,43,1613.04,1,"ks","8591728412159",94051098,1.9,2.1,1,"0,30x0,285x0,13",null,0.011]
[41218,"EDNA 2","NK-E-13/022*",13,43,2309.84,1,"ks","8591728412180",94051098,2,2.2,1,"0,30x0,285x0,13",null,0.011]
[44165,"EDNA 2","NK-E-18/022*",18,43,2309.84,1,"ks","8591728441654",94051098,2,2.2,1,"0,30x0,285x0,13",null,0.011]
[41196,"EDNA 2","IN-12D52/022",100,43,661.44,1,"ks","8591728411961",94051091,1.4,1.6,1,"0,30x0,285x0,13",null,0.011]
[41206,"EDNA 2","E-16D52/022*",26,43,1216.8000000000002,1,"ks","8591728412067",94051098,1.6,1.8,1,"0,30x0,285x0,13",null,0.011]
[41208,"EDNA 2","IN-12DU52/022",100,"43II",673.9200000000001,1,"ks","8591728412081",94051091,1.5,1.7,1,"0,30x0,285x0,13",null,0.011]
[41212,"EDNA 2","E-14DU52/022*",13,"43II",1357.2,1,"ks","8591728412128",94051098,1.7,1.9,1,"0,30x0,285x0,13",null,0.011]
[41217,"EDNA 2","NZ-13/DU/022*",13,"43II",1757.6000000000001,1,"ks","8591728412173",94051098,1.9,2.1,1,"0,30x0,285x0,13",null,0.011]
[43050,"EDNA 3","IN-12K63/024",100,43,908.56,1,"ks","8591728430504",94051091,2,2.3,1,"0,375x0,355x0,13",null,0.017]
[41221,"EDNA 3","IN-22K63/024","2x75",43,941.84,1,"ks","8591728412210",94051091,2.2,2.5,1,"0,375x0,355x0,13",null,0.017]
[42530,"EDNA 3","IN-16K63/024*",26,43,1100.96,1,"ks","8591728425302",94051098,2.5,2.8,1,"0,375x0,355x0,13",null,0.017]
[41223,"EDNA 3","IN-25K63/024*","2x18",43,1300.6399999999999,1,"ks","8591728412234",94051098,2.6,2.9,1,"0,375x0,355x0,13",null,0.017]
[42531,"EDNA 3","E-16K63/024*",26,43,1448.3200000000002,1,"ks","8591728425319",94051098,2.3,2.6,1,"0,375x0,355x0,13",null,0.017]
[41225,"EDNA 3","E-25K63/024*","2x18",43,1568.96,1,"ks","8591728412258",94051098,2.4,2.7,1,"0,375x0,355x0,13",null,0.017]
[42557,"EDNA 3","ES-25K63/024 1-10V*","2x18",43,2442.5600000000004,1,"ks","8591728425579",94051098,2.4,2.7,1,"0,375x0,355x0,13",null,0.017]
[42559,"EDNA 3","ES-25K63/024 DALI*","2x18",43,2662,1,"ks","8591728425593",94051098,2.4,2.7,1,"0,375x0,355x0,13",null,0.017]
[46110,"EDNA 3","IN-12K63/024 HF",75,43,1415.04,1,"ks","8591728461102",94051091,2.1,2.4,1,"0,375x0,355x0,13",null,0.017]
[46190,"EDNA 3","E-16K63/024 HF*",26,43,1954.8,1,"ks","8591728461904",94051098,2.4,2.7,1,"0,375x0,355x0,13",null,0.017]
[41237,"EDNA 3","NZ-18/024*",18,43,1888.24,1,"ks","8591728412371",94051098,2.8,3.1,1,"0,375x0,355x0,13",null,0.017]
[41241,"EDNA 3","NK-26/024*",26,43,2195.04,1,"ks","8591728412418",94051098,2.9,3.2,1,"0,375x0,355x0,13",null,0.017]
[41246,"EDNA 3","NK-E-18/024*",18,43,2585.04,1,"ks","8591728412463",94051098,2.9,3.2,1,"0,375x0,355x0,13",null,0.017]
[41247,"EDNA 3","NK-E-26/024*",26,43,2585.04,1,"ks","8591728412470",94051098,2.9,3.2,1,"0,375x0,355x0,13",null,0.017]
[44166,"EDNA 3","NK-E-26/024 HF*",26,43,3131.04,1,"ks","8591728441661",94051098,2.9,3.2,1,"0,375x0,355x0,13",null,0.017]
[41226,"EDNA 3","IN-22D63/024","2x60",43,1007.36,1,"ks","8591728412265",94051091,1.9,2.2,1,"0,375x0,355x0,13",null,0.017]
[41230,"EDNA 3","E-16D63/024*",26,43,1547.12,1,"ks","8591728412302",94051098,2.2,2.5,1,"0,375x0,355x0,13",null,0.017]
[41231,"EDNA 3","E-25D63/024*","2x18",43,1634.48,1,"ks","8591728412319",94051098,2.3,2.6,1,"0,375x0,355x0,13",null,0.017]
[41232,"EDNA 3","IN-22DU63/024","2x60","43II",1007.36,1,"ks","8591728412326",94051091,2.2,2.5,1,"0,375x0,355x0,13",null,0.017]
[41235,"EDNA 3","E-16DU63/024*",26,"43II",1605.3600000000001,1,"ks","8591728412357",94051098,2.3,2.6,1,"0,375x0,355x0,13",null,0.017]
[41239,"EDNA 3","NZ-18/DU/024*",18,"43II",2106.6400000000003,1,"ks","8591728412395",94051098,2.8,3.1,1,"0,375x0,355x0,13",null,0.017]
[41250,"EDNA 3","NK-E-13/DU/024*",13,"43II",2652.6400000000003,1,"ks","8591728412500",94051098,2.9,3.2,1,"0,375x0,355x0,13",null,0.017]
[43030,"EDNA 4","IN-22K74/026","2x75",43,1889.12,1,"ks","8591728430306",94051091,3.3,3.7,1,"0,435x0,435x0,13",null,0.025]
[43031,"EDNA 4","IN-17K74/026*",36,43,2107.52,1,"ks","8591728430313",94051098,3.6,4,1,"0,435x0,435x0,13",null,0.025]
[43032,"EDNA 4","IN-26K74/026*","2x26",43,2276,1,"ks","8591728430320",94051098,3.7,4.1,1,"0,435x0,435x0,13",null,0.025]
[43033,"EDNA 4","E-17K74/026*",36,43,2429.92,1,"ks","8591728430337",94051098,3.5,3.9,1,"0,435x0,435x0,13",null,0.025]
[43034,"EDNA 4","E-26K74/026*","2x26",43,2516.24,1,"ks","8591728430344",94051098,3.6,4,1,"0,435x0,435x0,13",null,0.025]
[43035,"EDNA 4","E-26K74/026 32W*","2x32",43,2516.24,1,"ks","8591728430351",94051098,3.6,4,1,"0,435x0,435x0,13",null,0.025]
[43036,"EDNA 4","ES-26K74/026 1-10V*","2x26",43,3423.12,1,"ks","8591728430368",94051098,3.6,4,1,"0,435x0,435x0,13",null,0.025]
[43038,"EDNA 4","ES-26K74/026 DALI*","2x26",43,3642.56,1,"ks","8591728430382",94051098,3.6,4,1,"0,435x0,435x0,13",null,0.025]
[43039,"EDNA 4","IN-22K74/026 HF","2x60",43,2395.6,1,"ks","8591728430399",94051091,3.4,3.8,1,"0,435x0,435x0,13",null,0.025]
[43040,"EDNA 4","E-17K74/026 HF*",36,43,2936.4,1,"ks","8591728430405",94051098,3.7,4.1,1,"0,435x0,435x0,13",null,0.025]
[43043,"EDNA 4","NK-36/026*",36,43,3235.92,1,"ks","8591728430436",94051098,3.9,4.3,1,"0,435x0,435x0,13",null,0.025]
[43045,"EDNA 4","NK-E-36/026*",36,43,3566.64,1,"ks","8591728430450",94051098,3.9,4.3,1,"0,435x0,435x0,13",null,0.025]
[43046,"EDNA 4","NKC-226/13/026*","2x26",43,4088.7200000000003,1,"ks","8591728430467",94051098,4,4.4,1,"0,435x0,435x0,13",null,0.025]
[43051,"EDNA 5","IN-32K88/028","3x60",43,2625.76,1,"ks","8591728430511",94051091,"4,1",4.6,1,"0,515x0,495x0,14",null,0.036]
[43052,"EDNA 5","IN-27K88/028*","2x36",43,3092.7200000000003,1,"ks","8591728430528",94051098,"6,1","6,6",1,"0,515x0,495x0,14",null,0.036]
[43053,"EDNA 5","E-204K88/028*","22+40",43,3389.12,1,"ks","8591728430535",94051098,"5,2","5,7",1,"0,515x0,495x0,14",null,0.036]
[43054,"EDNA 5","E-27K88/028*","2x36",43,3389.12,1,"ks","8591728430542",94051098,"5,2","5,7",1,"0,515x0,495x0,14",null,0.036]
[43055,"EDNA 5","E-28K88/028*","2x42",43,3389.12,1,"ks","8591728430559",94051098,"5,1","5,6",1,"0,515x0,495x0,14",null,0.036]
[44167,"EDNA 5","ES-26K88/028 32W 1-10V*","2x32",43,4412.48,1,"ks","8591728441678",94051098,"5,2","5,7",1,"0,515x0,495x0,14",null,0.036]
[44168,"EDNA 5","ES-26K88/028 32W DALI*","2x32",43,4486.32,1,"ks","8591728441685",94051098,"5,2","5,7",1,"0,515x0,495x0,14",null,0.036]
[44169,"EDNA 5","ES-28K88/028 1-10V*","2x42",43,4412.48,1,"ks","8591728441692",94051098,"5,2","5,7",1,"0,515x0,495x0,14",null,0.036]
[44170,"EDNA 5","ES-28K88/028 DALI*","2x42",43,4486.32,1,"ks","8591728441708",94051098,"5,2","5,7",1,"0,515x0,495x0,14",null,0.036]
[43058,"EDNA 5","IN-22K88/028 HF","2x60",43,3132.24,1,"ks","8591728430580",94051091,5,"5,5",1,"0,515x0,495x0,14",null,0.036]
[43059,"EDNA 5","E-17K88/028 HF*",36,43,3683.44,1,"ks","8591728430597",94051098,"5,1","5,6",1,"0,515x0,495x0,14",null,0.036]
[43069,"EDNA 5","NK-36/028*",36,43,3947.6000000000004,1,"ks","8591728430696",94051098,"5,9","6,4",1,"0,515x0,495x0,14",null,0.036]
[43061,"EDNA 5","NK-E-36/028*",36,43,4525.84,1,"ks","8591728430610",94051098,"5,5",6,1,"0,515x0,495x0,14",null,0.036]
[43062,"EDNA 5","NKC-226/13/028*","2x26",43,4825.360000000001,1,"ks","8591728430627",94051098,"5,3","5,8",1,"0,515x0,495x0,14",null,0.036]
[43063,"EDNA 5","NKC-232/16/028*","2x32",43,5502.4,1,"ks","8591728430634",94051098,"5,4","5,9",1,"0,515x0,495x0,14",null,0.036]
[41252,"LINA 1","IN-12K2/033",60,43,566.624,1,"ks","8591728412524",94051091,1.3,1.5,1,"0,24x0,23x0,115",null,0.006]
[41255,"LINA 1","IN-14K2/033*",13,43,745.9200000000001,1,"ks","8591728412555",94051098,1.6,1.8,1,"0,24x0,23x0,115",null,0.006]
[41256,"LINA 1","E-14K2/033*",13,43,980.96,1,"ks","8591728412562",94051098,1.4,1.6,1,"0,24x0,23x0,115",null,0.006]
[41266,"LINA 1","NZ-7/033*",7,43,1433.3600000000001,1,"ks","8591728412661",94051098,1.7,1.9,1,"0,24x0,23x0,115",null,0.006]
[41257,"LINA 1","IN-12D2/033",60,43,569.12,1,"ks","8591728412579",94051091,1.2,1.4,1,"0,24x0,23x0,115",null,0.006]
[41261,"LINA 1","E-14D2/033*",13,43,1003.84,1,"ks","8591728412616",94051098,1.3,1.5,1,"0,24x0,23x0,115",null,0.006]
[41262,"LINA 1","IN-12DU2/033",60,"43II",568.08,1,"ks","8591728412623",94051091,1.3,1.5,1,"0,24x0,23x0,115",null,0.006]
[41265,"LINA 1","E-13DU2/033*",9,"43II",1099.52,1,"ks","8591728412654",94051098,1.4,1.6,1,"0,24x0,23x0,115",null,0.006]
[41168,"LINA 1","NZ-7/DU/033*",7,"43II",1535.28,1,"ks",8591728411685,94051098,1.7,1.9,1,"0,24x0,23x0,115",null,0.006]
[41269,"LINA 2","IN-12K53/035",100,43,790.96,1,"ks","8591728412692",94051091,1.7,1.9,1,"0,285x0,27x0,115",null,0.009]
[41270,"LINA 2","IN-22K53/035","2x60",43,834.64,1,"ks","8591728412708",94051091,1.9,2.1,1,"0,285x0,27x0,115",null,0.009]
[41274,"LINA 2","IN-15K53/035*",18,43,969.84,1,"ks","8591728412746",94051098,2.2,2.4,1,"0,285x0,27x0,115",null,0.009]
[41275,"LINA 2","IN-16K53/035*",26,43,983.36,1,"ks","8591728412753",94051098,2.2,2.4,1,"0,285x0,27x0,115",null,0.009]
[41276,"LINA 2","IN-24K53/035*","2x13",43,1193.44,1,"ks","8591728412760",94051098,2.3,2.5,1,"0,285x0,27x0,115",null,0.009]
[41278,"LINA 2","E-14K53/035*",13,43,1330.72,1,"ks","8591728412784",94051098,2.1,2.3,1,"0,285x0,27x0,115",null,0.009]
[41279,"LINA 2","E-15K53/035*",18,43,1330.72,1,"ks","8591728412791",94051098,2.1,2.3,1,"0,285x0,27x0,115",null,0.009]
[41280,"LINA 2","E-16K53/035*",26,43,1330.72,1,"ks","8591728412807",94051098,2.1,2.3,1,"0,285x0,27x0,115",null,0.009]
[41281,"LINA 2","E-24K53/035*","2x13",43,1440.96,1,"ks","8591728412814",94051098,2.2,2.4,1,"0,285x0,27x0,115",null,0.009]
[46112,"LINA 2","IN-12K53/035 HF",60,43,1297.44,1,"ks","8591728461126",94051091,1.8,2,1,"0,285x0,27x0,115",null,0.009]
[46152,"LINA 2","E-15K53/035 HF*",18,43,1816.4,1,"ks","8591728461522",94051098,2.2,2.4,1,"0,285x0,27x0,115",null,0.009]
[46153,"LINA 2","E-16K53/035 HF*",26,43,1816.4,1,"ks","8591728461539",94051098,2.2,2.4,1,"0,285x0,27x0,115",null,0.009]
[41301,"LINA 2","NZ-13/035*",13,43,1770.64,1,"ks","8591728413019",94051098,2.3,2.5,1,"0,285x0,27x0,115",null,0.009]
[41304,"LINA 2","NK-E-13/035*",13,43,2467.44,1,"ks","8591728413040",94051098,2.3,2.5,1,"0,285x0,27x0,115",null,0.009]
[44171,"LINA 2","NK-E-18/035*",18,43,2467.44,1,"ks","8591728441715",94051098,2.3,2.5,1,"0,285x0,27x0,115",null,0.009]
[41282,"LINA 2","IN-12D53/035",100,43,820.08,1,"ks","8591728412821",94051091,1.6,1.8,1,"0,285x0,27x0,115",null,0.009]
[41292,"LINA 2","E-16D53/035*",26,43,1374.4,1,"ks","8591728412920",94051098,2,2.2,1,"0,285x0,27x0,115",null,0.009]
[41294,"LINA 2","IN-12DU53/035",100,"43II",820.08,1,"ks","8591728412944",94051091,1.7,1.9,1,"0,285x0,27x0,115",null,0.009]
[41298,"LINA 2","E-14DU53/035 *",13,"43II",1514.8000000000002,1,"ks","8591728412982",94051098,2.1,2.3,1,"0,285x0,27x0,115",null,0.009]
[41303,"LINA 2","NZ-13/DU/035*",13,"43II",1915.2,1,"ks","8591728413033",94051098,2.3,2.5,1,"0,285x0,27x0,115",null,0.009]
[43047,"LINA 3","IN-12K64/037",100,43,1154.16,1,"ks","8591728430474",94051091,3,3.3,1,"0,375x0,355x0,13",null,0.017]
[41307,"LINA 3","IN-22K64/037","2x75",43,1187.44,1,"ks","8591728413071",94051091,3.2,3.5,1,"0,375x0,355x0,13",null,0.017]
[42532,"LINA 3","IN-16K64/037*",26,43,1346.56,1,"ks","8591728425326",94051098,3.6,3.9,1,"0,375x0,355x0,13",null,0.017]
[41309,"LINA 3","IN-25K64/037*","2x18",43,1546.24,1,"ks","8591728413095",94051098,3.5,3.8,1,"0,375x0,355x0,13",null,0.017]
[42533,"LINA 3","E-16K64/037*",26,43,1693.92,1,"ks","8591728425333",94051098,3.3,3.6,1,"0,375x0,355x0,13",null,0.017]
[41311,"LINA 3","E-25K64/037*","2x18",43,1814.56,1,"ks","8591728413118",94051098,3.4,3.7,1,"0,375x0,355x0,13",null,0.017]
[42563,"LINA 3","ES-25K64/037 1-10V*","2x18",43,2688.16,1,"ks","8591728425630",94051098,3.4,3.7,1,"0,375x0,355x0,13",null,0.017]
[42565,"LINA 3","ES-25K64/037 DALI*","2x18",43,2907.6000000000004,1,"ks","8591728425654",94051098,3.4,3.7,1,"0,375x0,355x0,13",null,0.017]
[46114,"LINA 3","IN-12K64/037 HF",75,43,1660.6399999999999,1,"ks","8591728461140",94051091,3.1,3.4,1,"0,375x0,355x0,13",null,0.017]
[46156,"LINA 3","E-16K64/037 HF*",26,43,2201.44,1,"ks","8591728461560",94051098,3.4,3.7,1,"0,375x0,355x0,13",null,0.017]
[41323,"LINA 3","NZ-18/037*",18,43,2132.8,1,"ks","8591728413231",94051098,3.4,3.7,1,"0,375x0,355x0,13",null,0.017]
[41327,"LINA 3","NK-26/037*",26,43,2441.6800000000003,1,"ks","8591728413279",94051098,3.5,3.8,1,"0,375x0,355x0,13",null,0.017]
[41332,"LINA 3","NK-E-18/037*",18,43,2830.6400000000003,1,"ks","8591728413323",94051098,3.5,3.8,1,"0,375x0,355x0,13",null,0.017]
[41333,"LINA 3","NK-E-26/037*",26,43,2830.6400000000003,1,"ks","8591728413330",94051098,3.5,3.8,1,"0,375x0,355x0,13",null,0.017]
[44172,"LINA 3","NK-E-26/037 HF*",26,43,3376.64,1,"ks","8591728441722",94051098,3.5,3.8,1,"0,375x0,355x0,13",null,0.017]
[41312,"LINA 3","IN-22D64/037","2x60",43,1252.96,1,"ks","8591728413125",94051091,2.9,3.2,1,"0,375x0,355x0,13",null,0.017]
[41316,"LINA 3","E-16D64/037*",26,43,1792.72,1,"ks","8591728413163",94051098,3.2,3.5,1,"0,375x0,355x0,13",null,0.017]
[41317,"LINA 3","E-25D64/037*","2x18",43,1880.08,1,"ks","8591728413170",94051098,3.3,3.6,1,"0,375x0,355x0,13",null,0.017]
[41318,"LINA 3","IN-22DU64/037","2x60","43II",1252.96,1,"ks","8591728413187",94051091,3.2,3.5,1,"0,375x0,355x0,13",null,0.017]
[41321,"LINA 3","E-16DU64/037*",26,"43II",1850.96,1,"ks","8591728413217",94051098,3.3,3.6,1,"0,375x0,355x0,13",null,0.017]
[41325,"LINA 3","NZ-18/DU/037*",18,"43II",2352.24,1,"ks","8591728413255",94051098,3.4,3.7,1,"0,375x0,355x0,13",null,0.017]
[41336,"LINA 3","NK-E-13/DU/037*",13,"43II",2898.24,1,"ks","8591728413361",94051098,3.5,3.8,1,"0,375x0,355x0,13",null,0.017]
[42310,"LINA 6","IN-22K76/039","2x75",43,1599.32,1,"ks","8591728423100",94051091,4.1,4.5,1,"0,41x0,39x0,13",null,0.021]
[42314,"LINA 6","IN-17K76/039*",36,43,1817.72,1,"ks","8591728423148",94051098,4.4,4.8,1,"0,41x0,39x0,13",null,0.021]
[42311,"LINA 6","IN-26K76/039*","2x26",43,1986.2,1,"ks","8591728423117",94051098,4.5,4.9,1,"0,41x0,39x0,13",null,0.021]
[42315,"LINA 6","E-17K76/039*",36,43,2140.12,1,"ks","8591728423155",94051098,4.6,5,1,"0,41x0,39x0,13",null,0.021]
[42312,"LINA 6","E-26K76/039*","2x26",43,2226.44,1,"ks","8591728423124",94051098,4.3,4.7,1,"0,41x0,39x0,13",null,0.021]
[42550,"LINA 6","E-26K76/039 32W*","2x32",43,2226.44,1,"ks","8591728425500",94051098,4.3,4.7,1,"0,41x0,39x0,13",null,0.021]
[42569,"LINA 6","ES-26K76/039 1-10V*","2x26",43,3133.32,1,"ks","8591728425692",94051098,4.3,4.7,1,"0,41x0,39x0,13",null,0.021]
[42570,"LINA 6","ES-26K76/039DALI*","2x26",43,3352.76,1,"ks","8591728425708",94051098,4.3,4.7,1,"0,41x0,39x0,13",null,0.021]
[46118,"LINA 6","IN-22K76/039 HF","2x60",43,2105.8,1,"ks","8591728461188",94051091,4.2,4.6,1,"0,41x0,39x0,13",null,0.021]
[46162,"LINA 6","E-17K76/039 HF*",36,43,2646.6000000000004,1,"ks","8591728461621",94051098,4.3,4.7,1,"0,41x0,39x0,13",null,0.021]
[42316,"LINA 6","NZ-18/039*",18,43,2579,1,"ks","8591728423162",94051098,4.5,4.9,1,"0,41x0,39x0,13",null,0.021]
[42318,"LINA 6","NK-36/039*",36,43,2946.12,1,"ks","8591728423186",94051098,4.6,5,1,"0,41x0,39x0,13",null,0.021]
[42320,"LINA 6","NK-E-36/039*",36,43,3276.84,1,"ks","8591728423209",94051098,4.6,5,1,"0,41x0,39x0,13",null,0.021]
[46209,"LINA 6","NKC-226/13/039*","2x26",43,3798.92,1,"ks","8591728462093",94051098,4.7,5,1,"0,41x0,39x0,13",null,0.021]
[43070,"LINA 7","IN-32K88/139","3x60",43,2858.76,1,"ks","8591728430702",94051091,"5,7",6.1,1,"0,455x0,455x0,125",null,0.026]
[43071,"LINA 7","IN-27K88/139*","2x36",43,3325.7200000000003,1,"ks","8591728430719",94051098,"6,7",7.1,1,"0,455x0,455x0,125",null,0.026]
[43072,"LINA 7","E-204K88/139*","22+40",43,3622.12,1,"ks","8591728430726",94051098,"5,8",6.2,1,"0,455x0,455x0,125",null,0.026]
[43073,"LINA 7","E-27K88/139*","2x36",43,3622.12,1,"ks","8591728430733",94051098,"5,8",6.2,1,"0,455x0,455x0,125",null,0.026]
[43074,"LINA 7","E-28K88/139*","2x42",43,3622.12,1,"ks","8591728430740",94051098,"5,7",6.1,1,"0,455x0,455x0,125",null,0.026]
[44173,"LINA 7","ES-26K88/139 32W 1-10V*","2x32",43,4645.48,1,"ks","8591728441739",94051098,"5,9",6.3,1,"0,455x0,455x0,125",null,0.026]
[44174,"LINA 7","ES-26K88/139 32W DALI*","2x32",43,4645.48,1,"ks","8591728441746",94051098,"5,9",6.3,1,"0,455x0,455x0,125",null,0.026]
[44175,"LINA 7","ES-28K88/139 1-10V*","2x42",43,4392.76,1,"ks","8591728441753",94051098,"5,9",6.3,1,"0,455x0,455x0,125",null,0.026]
[44176,"LINA 7","ES-28K88/139 DALI*","2x42",43,4719.32,1,"ks","8591728441760",94051098,"5,9",6.3,1,"0,455x0,455x0,125",null,0.026]
[43077,"LINA 7","IN-22K88/139 HF","2x60",43,3365.24,1,"ks","8591728430771",94051091,"5,7",6.1,1,"0,455x0,455x0,125",null,0.026]
[43078,"LINA 7","E-17K88/139 HF*",36,43,3916.44,1,"ks","8591728430788",94051098,"5,8",6.2,1,"0,455x0,455x0,125",null,0.026]
[43079,"LINA 7","NK-36/139*",36,43,4180.6,1,"ks","8591728430795",94051098,"6,5",6.9,1,"0,455x0,455x0,125",null,0.026]
[43080,"LINA 7","NK-E-36/139*",36,43,4758.84,1,"ks","8591728430801",94051098,"6,1",6.5,1,"0,455x0,455x0,125",null,0.026]
[43081,"LINA 7","NKC-226/13/139*","2x26",43,5058.360000000001,1,"ks","8591728430818",94051098,"5,9",6.3,1,"0,455x0,455x0,125",null,0.026]
[43082,"LINA 7","NKC-232/16/139*","2x32",43,5735.4,1,"ks","8591728430825",94051098,6,6.4,1,"0,455x0,455x0,125",null,0.026]
[41338,"LINA 4","IN-12K2/030",60,43,556.288,1,"ks","8591728413385",94051091,1.3,1.5,1,"0,24x0,23x0,115",null,0.006]
[41341,"LINA 4","IN-14K2/030*",13,43,684.9984000000001,1,"ks","8591728413415",94051098,1.5,1.7,1,"0,24x0,23x0,115",null,0.006]
[41342,"LINA 4","E-14K2/030*",13,43,1068.9664000000002,1,"ks","8591728413422",94051098,1.4,1.6,1,"0,24x0,23x0,115",null,0.006]
[41352,"LINA 4","NZ-7/030*",7,43,1422.4,1,"ks","8591728413521",94051098,1.8,2,1,"0,24x0,23x0,115",null,0.006]
[41343,"LINA 4","IN-12D2/030",60,43,558.4512,1,"ks","8591728413439",94051091,1.2,1.4,1,"0,24x0,23x0,115",null,0.006]
[41347,"LINA 4","E-14D2/030*",13,43,1270.1439999999998,1,"ks","8591728413477",94051098,1.3,1.5,1,"0,24x0,23x0,115",null,0.006]
[41348,"LINA 4","IN-12DU2/030",60,"43II",558.4512,1,"ks","8591728413484",94051091,1.3,1.5,1,"0,24x0,23x0,115",null,0.006]
[41351,"LINA 4","E-13DU2/030*",9,"43II",1157.6576,1,"ks","8591728413514",94051098,1.4,1.6,1,"0,24x0,23x0,115",null,0.006]
[41354,"LINA 4","NZ-7DU/030*",7,"43II",1424.48,1,"ks","8591728413545",94051098,1.7,1.9,1,"0,24x0,23x0,115",null,0.006]
[41355,"LINA 5","IN-12K53/031",100,43,752.6672,1,"ks","8591728413552",94051091,1.7,1.9,1,"0,285x0,27x0,115",null,0.009]
[41356,"LINA 5","IN-22K53/031","2x60",43,797.0128000000001,1,"ks","8591728413569",94051091,1.8,2,1,"0,285x0,27x0,115",null,0.009]
[41360,"LINA 5","IN-15K53/031*",18,43,888.9488000000001,1,"ks","8591728413606",94051098,2,2.2,1,"0,285x0,27x0,115",null,0.009]
[41361,"LINA 5","IN-16K53/031*",26,43,888.9488000000001,1,"ks","8591728413613",94051098,2,2.2,1,"0,285x0,27x0,115",null,0.009]
[41362,"LINA 5","IN-24K53/031*","2x13",43,1064.1680000000001,1,"ks","8591728413620",94051098,2.1,2.3,1,"0,285x0,27x0,115",null,0.009]
[41364,"LINA 5","E-14K53/031*",13,43,1428.6672,1,"ks","8591728413644",94051098,1.9,2.1,1,"0,285x0,27x0,115",null,0.009]
[41365,"LINA 5","E-15K53/031*",18,43,1428.6672,1,"ks","8591728413651",94051098,1.9,2.1,1,"0,285x0,27x0,115",null,0.009]
[41366,"LINA 5","E-16K53/031*",26,43,1428.6672,1,"ks","8591728413668",94051098,1.9,2.1,1,"0,285x0,27x0,115",null,0.009]
[41367,"LINA 5","E-24K53/031*","2x13",43,1479.5023999999999,1,"ks","8591728413675",94051098,2,2.2,1,"0,285x0,27x0,115",null,0.009]
[46116,"LINA 5","IN-12K53/031 HF",60,43,1259.48,1,"ks","8591728461164",94051091,1.8,2,1,"0,285x0,27x0,115",null,0.009]
[46158,"LINA 5","E-15K53/031 HF*",18,43,1935.48,1,"ks","8591728461584",94051098,2,2.2,1,"0,285x0,27x0,115",null,0.009]
[46159,"LINA 5","E-16K53/031 HF*",26,43,1935.48,1,"ks","8591728461591",94051098,2,2.2,1,"0,285x0,27x0,115",null,0.009]
[41387,"LINA 5","NZ-13/031*",13,43,1732.68,1,"ks","8591728413873",94051098,2.1,2.3,1,"0,285x0,27x0,115",null,0.009]
[41390,"LINA 5","NK-E-13/031*",13,43,2565.7200000000003,1,"ks","8591728413903",94051098,2.2,2.4,1,"0,285x0,27x0,115",null,0.009]
[44177,"LINA 5","NK-E-18/031*",18,43,2565.7200000000003,1,"ks","8591728441777",94051098,2.2,2.4,1,"0,285x0,27x0,115",null,0.009]
[41368,"LINA 5","IN-12D53/031",100,43,781.8704,1,"ks","8591728413682",94051091,1.6,1.9,1,"0,285x0,27x0,115",null,0.009]
[41378,"LINA 5","E-16D53/031*",26,43,1442.728,1,"ks","8591728413781",94051098,1.8,2,1,"0,285x0,27x0,115",null,0.009]
[41380,"LINA 5","IN-12DU53/031",100,"43II",781.8704,1,"ks","8591728413804",94051091,1.7,2,1,"0,285x0,27x0,115",null,0.009]
[41384,"LINA 5","E-14DU53/031*",13,"43II",1583.3360000000002,1,"ks","8591728413842",94051098,1.9,2.1,1,"0,285x0,27x0,115",null,0.009]
[41389,"LINA 5","NZ-13/DU/031*",13,"43II",1876.2,1,"ks","8591728413897",94051098,2.1,2.3,1,"0,285x0,27x0,115",null,0.009]
[44070,"SYLVIA 1","IN-32U12/129","3x28",44,1908,1,"ks","8591728440701",94051091,2.3,2.5,1,"0,655x0,125x0,085",null,0.007]
[44071,"SYLVIA 1","E-16U12/129*",24,44,2358,1,"ks","8591728440718",94051098,2.2,2.4,1,"0,655x0,125x0,085",null,0.007]
[44537,"SYLVIA D1","IN-32U12/129/X4","3x28",44,2331,1,"ks","8591728445379",94051091,2.6,2.8,1,"0,655x0,125x0,085",null,0.007]
[44538,"SYLVIA D1","E-16U12/129/X4*",24,44,2781,1,"ks","8591728445386",94051098,2.5,2.7,1,"0,655x0,125x0,085",null,0.007]
[44539,"SYLVIA D1","IN-32U12/129/X14","3x28",44,2680,1,"ks","8591728445393",94051091,2.6,2.8,1,"0,655x0,125x0,085",null,0.007]
[44540,"SYLVIA D1","E-16U12/129/X14*",24,44,3130,1,"ks","8591728445409",94051098,2.5,2.7,1,"0,655x0,125x0,085",null,0.007]
[44541,"SYLVIA D1","IN-32U12/129/X15","3x28",44,2680,1,"ks","8591728445416",94051091,2.6,2.8,1,"0,655x0,125x0,085",null,0.007]
[44542,"SYLVIA D1","E-16U12/129/X15*",24,44,3130,1,"ks","8591728445423",94051098,2.5,2.7,1,"0,655x0,125x0,085",null,0.007]
[44072,"SYLVIA 2","IN-32U12/130","3x28",44,1908,1,"ks","8591728440725",94051091,2.7,2.9,1,"0,655x0,125x0,085",null,0.007]
[44073,"SYLVIA 2","E-16U12/130*",24,44,2358,1,"ks","8591728440732",94051098,2.6,2.8,1,"0,655x0,125x0,085",null,0.007]
[44543,"SYLVIA D2","IN-32U12/130/X4","3x28",44,2331,1,"ks","8591728445430",94051091,2.7,2.9,1,"0,655x0,125x0,085",null,0.007]
[44544,"SYLVIA D2","E-16U12/130/X4*",24,44,2781,1,"ks","8591728445447",94051098,2.6,2.8,1,"0,655x0,125x0,085",null,0.007]
[44545,"SYLVIA D2","IN-32U12/130/X14","3x28",44,2680,1,"ks","8591728445454",94051091,2.7,2.9,1,"0,655x0,125x0,085",null,0.007]
[44546,"SYLVIA D2","E-16U12/130/X14*",24,44,3130,1,"ks","8591728445461",94051098,2.6,2.8,1,"0,655x0,125x0,085",null,0.007]
[44547,"SYLVIA D2","IN-32U12/130/X15","3x28",44,2680,1,"ks","8591728445478",94051091,2.7,2.9,1,"0,655x0,125x0,085",null,0.007]
[44548,"SYLVIA D2","E-16U12/130/X15*",24,44,3130,1,"ks","8591728445485",94051098,2.6,2.8,1,"0,655x0,125x0,085",null,0.007]
[41711,"FLORA 1","IN-22DU11/124 ","2x25","43II",688.8480000000001,1,"ks","8591728417116",94051091,0.7,0.8,1,"0,26x0,095x0,10",null,0.002]
[41712,"FLORA 1","IN-13DU11/124*",9,"43II",746.1728,1,"ks","8591728417123",94051098,0.9,1,1,"0,26x0,095x0,10",null,0.002]
[41713,"FLORA 1","IN-14DU11/124*",13,"43II",746.1728,1,"ks","8591728417130",94051098,1,1.1,1,"0,26x0,095x0,10",null,0.002]
[41714,"FLORA 1","E-13DU11/124*",9,"43II",1143.12,1,"ks","8591728417147",94051098,0.8,0.9,1,"0,26x0,095x0,10",null,0.002]
[41715,"FLORA 1","E-14DU11/124*",13,"43II",1143.12,1,"ks","8591728417154",94051098,0.8,0.9,1,"0,26x0,095x0,10",null,0.002]
[41716,"FLORA 1","E-15DU11/124*",18,"43II",1143.12,1,"ks","8591728417161",94051098,0.8,0.9,1,"0,26x0,095x0,10",null,0.002]
[41717,"FLORA 2","IN-22DU12/125 ","2x25","43II",755.7504,1,"ks","8591728417178",94051091,1.2,1.3,1,"0,35x0,09x0,115",null,0.004]
[41718,"FLORA 2","IN-13DU12/125*",11,"43II",815.2384000000001,1,"ks","8591728417185",94051098,1.5,1.6,1,"0,35x0,09x0,115",null,0.004]
[41719,"FLORA 2","E-13DU12/125*",11,"43II",1211.1039999999998,1,"ks","8591728417192",94051098,1.1,1.2,1,"0,35x0,09x0,115",null,0.004]
[41720,"FLORA 2","E-15DU12/125*",18,"43II",1211.1039999999998,1,"ks","8591728417208",94051098,1.1,1.2,1,"0,35x0,09x0,115",null,0.004]
[41723,"FLORA 3","IN-22DU13/126 ","2x25","43II",688.8480000000001,1,"ks","8591728417239",94051091,0.8,0.9,1,"0,26x0,095x0,10",null,0.002]
[41724,"FLORA 3","IN-13DU13/126*",9,"43II",746.1728,1,"ks","8591728417246",94051098,1.1,1.2,1,"0,26x0,095x0,10",null,0.002]
[41725,"FLORA 3","IN-14DU13/126*",13,"43II",746.1728,1,"ks","8591728417253",94051098,1.1,1.2,1,"0,26x0,095x0,10",null,0.002]
[41726,"FLORA 3","E-13DU13/126*",9,"43II",1143.12,1,"ks","8591728417260",94051098,0.9,1,1,"0,26x0,095x0,10",null,0.002]
[41727,"FLORA 3","E-14DU13/126*",13,"43II",1143.12,1,"ks","8591728417277",94051098,0.9,1,1,"0,26x0,095x0,10",null,0.002]
[41728,"FLORA 3","E-15DU13/126*",18,"43II",1143.12,1,"ks","8591728417284",94051098,0.9,1,1,"0,26x0,095x0,10",null,0.002]
[41729,"FLORA 4","IN-22DU14/127","2x25","43II",731.7136,1,"ks","8591728417291",94051091,0.9,1,1,"0,35x0,09x0,115",null,0.004]
[41730,"FLORA 4","IN-13DU14/127*",9,"43II",787.9567999999999,1,"ks","8591728417307",94051098,1.2,1.3,1,"0,35x0,09x0,115",null,0.004]
[41731,"FLORA 4","IN-14DU14/127*",13,"43II",787.9567999999999,1,"ks","8591728417314",94051098,1.5,1.6,1,"0,35x0,09x0,115",null,0.004]
[41732,"FLORA 4","E-13DU14/127*",9,"43II",1187.0672,1,"ks","8591728417321",94051098,1,1.1,1,"0,35x0,09x0,115",null,0.004]
[41733,"FLORA 4","E-14DU14/127*",13,"43II",1187.0672,1,"ks","8591728417338",94051098,1,1.1,1,"0,35x0,09x0,115",null,0.004]
[41734,"FLORA 4","E-15DU14/127*",18,"43II",1187.0672,1,"ks","8591728417345",94051098,1,1.1,1,"0,35x0,09x0,115",null,0.004]
[41735,"FLORA 5","IN-22DU14/128 ","2x25","43II",751.424,1,"ks","8591728417352",94051091,1,1.1,1,"0,35x0,09x0,115",null,0.004]
[41736,"FLORA 5","IN-13DU14/128*",11,"43II",808.7488000000001,1,"ks","8591728417369",94051098,1.3,1.4,1,"0,35x0,09x0,115",null,0.004]
[41737,"FLORA 5","IN-14DU14/128*",13,"43II",808.7488000000001,1,"ks","8591728417376",94051098,1.3,1.4,1,"0,35x0,09x0,115",null,0.004]
[41738,"FLORA 5","E-13DU14/128*",11,"43II",1207.8591999999999,1,"ks","8591728417383",94051098,1.1,1.2,1,"0,35x0,09x0,115",null,0.004]
[41739,"FLORA 5","E-14DU14/128*",13,"43II",1207.8591999999999,1,"ks","8591728417390",94051098,1.1,1.2,1,"0,35x0,09x0,115",null,0.004]
[41740,"FLORA 5","E-15DU14/128*",18,"43II",1207.8591999999999,1,"ks","8591728417406",94051098,1.1,1.2,1,"0,35x0,09x0,115",null,0.004]
[41417,"NELA 1","IN-12U5/244",60,43,805.3471999999999,1,"ks","8591728414177",94051091,1.3,1.4,1,"0,265x0,145x0,135",null,0.005]
[41418,"NELA 1","IN-14U5/244*",13,43,936.2208,1,"ks","8591728414184",94051098,1.5,1.6,1,"0,265x0,145x0,135",null,0.005]
[41419,"NELA 1","E-14U5/244*",13,43,1166.56,1,"ks","8591728414191",94051098,1.3,1.4,1,"0,265x0,145x0,135",null,0.005]
[41420,"NELA 1","NZ-7/244*",7,43,1672,1,"ks","8591728414207",94051098,1.5,1.6,1,"0,265x0,145x0,135",null,0.005]
[44550,"NELA DL1","IN-12U5/244/DL4",60,43,1274.72,1,"ks","8591728445508",94051091,1.4,1.5,1,"0,285x0,145x0,135",null,0.006]
[44551,"NELA DL1","IN-14U5/244/DL4*",13,43,1405.76,1,"ks","8591728445515",94051098,1.6,1.7,1,"0,285x0,145x0,135",null,0.006]
[44552,"NELA DL1","E-14U5/244/DL4*",13,43,1635.6000000000001,1,"ks","8591728445522",94051098,1.4,1.5,1,"0,285x0,145x0,135",null,0.006]
[44553,"NELA DL1","NZ-7/244/DL4*",7,43,2141.04,1,"ks","8591728445539",94051098,1.6,1.7,1,"0,285x0,145x0,135",null,0.006]
[44554,"NELA DL1","IN-12U5/244/DL14",60,43,1533.68,1,"ks","8591728445546",94051091,1.4,1.5,1,"0,285x0,145x0,135",null,0.006]
[44555,"NELA DL1","IN-14U5/244D/L14*",13,43,1664.72,1,"ks","8591728445553",94051098,1.6,1.7,1,"0,285x0,145x0,135",null,0.006]
[44556,"NELA DL1","E-14U5/244/DL14*",13,43,1894.56,1,"ks","8591728445560",94051098,1.4,1.5,1,"0,285x0,145x0,135",null,0.006]
[44557,"NELA DL1","NZ-7/244/DL14*",7,43,2400,1,"ks","8591728445577",94051098,1.6,1.7,1,"0,285x0,145x0,135",null,0.006]
[44558,"NELA DL1","IN-12U5/244/DL15",60,43,1533.68,1,"ks","8591728445584",94051091,1.4,1.5,1,"0,285x0,145x0,135",null,0.006]
[44559,"NELA DL1","IN-14U5/244/DL15*",13,43,1664.72,1,"ks","8591728445591",94051098,1.6,1.7,1,"0,285x0,145x0,135",null,0.006]
[44560,"NELA DL1","E-14U5/244/DL15*",13,43,1894.56,1,"ks","8591728445607",94051098,1.4,1.5,1,"0,285x0,145x0,135",null,0.006]
[44561,"NELA DL1","NZ-7/244/DL15* ",7,43,2400,1,"ks","8591728445614",94051098,1.6,1.7,1,"0,285x0,145x0,135",null,0.006]
[41421,"NELA 2","IN-12U7/264",100,43,1315.7264,1,"ks","8591728414214",94051091,1.9,2.1,1,"0,375x0,235x0,155",null,0.014]
[41422,"NELA 2","IN-22U7/264","2x60",43,1355.7456000000002,1,"ks","8591728414221",94051091,2,2.2,1,"0,375x0,235x0,155",null,0.014]
[41423,"NELA 2","IN-15U7/264*",18,43,1494.44,1,"ks","8591728414238",94051098,2.3,2.5,1,"0,375x0,235x0,155",null,0.014]
[41424,"NELA 2","IN-16U7/264*",26,43,1507.96,1,"ks","8591728414245",94051098,2.3,2.5,1,"0,375x0,235x0,155",null,0.014]
[41425,"NELA 2","IN-24U7/264*","2x13",43,1714.92,1,"ks","8591728414252",94051098,2.4,2.6,1,"0,375x0,235x0,155",null,0.014]
[41426,"NELA 2","E-15U7/264*",18,43,1855.3200000000002,1,"ks","8591728414269",94051098,2.1,2.3,1,"0,375x0,235x0,155",null,0.014]
[41427,"NELA 2","E-16U7/264*",26,43,1855.3200000000002,1,"ks","8591728414276",94051098,2.1,2.3,1,"0,375x0,235x0,155",null,0.014]
[46120,"NELA 2","IN-12U7/264 HF",60,43,1822.04,1,"ks","8591728461201",94051091,2,2.2,1,"0,375x0,235x0,155",null,0.014]
[41429,"NELA 2","NZ-13/264*",13,43,2295.24,1,"ks","8591728414290",94051098,2.4,2.6,1,"0,375x0,235x0,155",null,0.014]
[41430,"NELA 2","NK-E-13/264*",13,43,2992.04,1,"ks","8591728414306",94051098,2.8,3,1,"0,375x0,235x0,155",null,0.014]
[44562,"NELA DL2 ","IN-12U7/264/DL4",100,43,1844.92,1,"ks","8591728445621",94051091,2,2.2,1,"0,42x0,21x0,16",null,0.014]
[44563,"NELA DL2 ","IN-22U7/264D/L4","2x60",43,1885.48,1,"ks","8591728445638",94051091,2.1,2.3,1,"0,42x0,21x0,16",null,0.014]
[44564,"NELA DL2 ","IN-15U7/264/DL4*",18,43,2023.8000000000002,1,"ks","8591728445645",94051098,2.4,2.6,1,"0,42x0,21x0,16",null,0.014]
[44565,"NELA DL2 ","IN-16U7/264/DL4*",26,43,2037.3200000000002,1,"ks","8591728445652",94051098,2.4,2.6,1,"0,42x0,21x0,16",null,0.014]
[44566,"NELA DL2 ","IN-24U7/264/DL4*","2x13",43,2244.2799999999997,1,"ks","8591728445669",94051098,2.5,2.7,1,"0,42x0,21x0,16",null,0.014]
[44567,"NELA DL2 ","E-15U7/264/DL4*",18,43,2384.6800000000003,1,"ks","8591728445676",94051098,2.2,2.4,1,"0,42x0,21x0,16",null,0.014]
[44568,"NELA DL2 ","E-16U7/264/DL4*",26,43,2384.6800000000003,1,"ks","8591728445683",94051098,2.2,2.4,1,"0,42x0,21x0,16",null,0.014]
[44570,"NELA DL2 ","IN-12U7/264/DL4 HF",60,43,2351.4,1,"ks","8591728445706",94051091,2.1,2.3,1,"0,42x0,21x0,16",null,0.014]
[44571,"NELA DL2 ","NZ-13/264/DL4*",13,43,2824.6000000000004,1,"ks","8591728445713",94051098,2.5,2.7,1,"0,42x0,21x0,16",null,0.014]
[44572,"NELA DL2 ","NK-E-13/264/DL4*",13,43,3521.4,1,"ks","8591728445720",94051098,2.6,2.8,1,"0,42x0,21x0,16",null,0.014]
[44573,"NELA DL2 ","IN-12U7/264/DL14",100,43,2218.2799999999997,1,"ks","8591728445737",94051091,2,2.2,1,"0,42x0,21x0,16",null,0.014]
[44574,"NELA DL2 ","IN-22U7/264/DL14","2x60",43,2258.84,1,"ks","8591728445744",94051091,2.1,2.3,1,"0,42x0,21x0,16",null,0.014]
[44575,"NELA DL2 ","IN-15U7/264/DL14*",18,43,2397.16,1,"ks","8591728445751",94051098,2.4,2.6,1,"0,42x0,21x0,16",null,0.014]
[44576,"NELA DL2 ","IN-16U7/264/DL14*",26,43,2410.6800000000003,1,"ks","8591728445768",94051098,2.4,2.6,1,"0,42x0,21x0,16",null,0.014]
[44577,"NELA DL2 ","IN-24U7/264/DL14*","2x13",43,2617.6400000000003,1,"ks","8591728445775",94051098,2.5,2.7,1,"0,42x0,21x0,16",null,0.014]
[44578,"NELA DL2 ","E-15U7/264/DL14*",18,43,2758.04,1,"ks","8591728445782",94051098,2.2,2.4,1,"0,42x0,21x0,16",null,0.014]
[44579,"NELA DL2 ","E-16U7/264/DL14*",26,43,2758.04,1,"ks","8591728445799",94051098,2.2,2.4,1,"0,42x0,21x0,16",null,0.014]
[44581,"NELA DL2 ","IN-12U7/264/DL14 HF",60,43,2724.76,1,"ks","8591728445812",94051091,2.1,2.3,1,"0,42x0,21x0,16",null,0.014]
[44582,"NELA DL2 ","NZ-13/264/DL14*",13,43,3197.96,1,"ks","8591728445829",94051098,2.5,2.7,1,"0,42x0,21x0,16",null,0.014]
[44583,"NELA DL2 ","NK-E-13/264/DL14*",13,43,3894.76,1,"ks","8591728445836",94051098,2.6,2.8,1,"0,42x0,21x0,16",null,0.014]
[44584,"NELA DL2 ","IN-12U7/264/DL15 ",100,43,2218.2799999999997,1,"ks","8591728445843",94051091,2,2.2,1,"0,42x0,21x0,16",null,0.014]
[44585,"NELA DL2 ","IN-22U7/264/DL15","2x60",43,2258.84,1,"ks","8591728445850",94051091,2.1,2.3,1,"0,42x0,21x0,16",null,0.014]
[44586,"NELA DL2 ","IN-15U7/264/DL15*",18,43,2397.16,1,"ks","8591728445867",94051098,2.4,2.6,1,"0,42x0,21x0,16",null,0.014]
[44587,"NELA DL2 ","IN-16U7/264/DL15*",26,43,2410.6800000000003,1,"ks","8591728445874",94051098,2.4,2.6,1,"0,42x0,21x0,16",null,0.014]
[44588,"NELA DL2 ","IN-24U7/264/DL15*","2x13",43,2617.6400000000003,1,"ks","8591728445881",94051098,2.5,2.7,1,"0,42x0,21x0,16",null,0.014]
[44589,"NELA DL2 ","E-15U7/264/DL15*",18,43,2758.04,1,"ks","8591728445898",94051098,2.2,2.4,1,"0,42x0,21x0,16",null,0.014]
[44590,"NELA DL2 ","E-16U7/264/DL15*",26,43,2758.04,1,"ks","8591728445904",94051098,2.2,2.4,1,"0,42x0,21x0,16",null,0.014]
[44592,"NELA DL2 ","IN-12U7/264/DL15 HF",60,43,2724.76,1,"ks","8591728445928",94051091,2.1,2.3,1,"0,42x0,21x0,16",null,0.014]
[44593,"NELA DL2 ","NZ-13/264/DL15*",13,43,3197.96,1,"ks","8591728445935",94051098,2.5,2.7,1,"0,42x0,21x0,16",null,0.014]
[44594,"NELA DL2 ","NK-E-13/264/DL15*",13,43,3894.76,1,"ks","8591728445942",94051098,2.6,2.8,1,"0,42x0,21x0,16",null,0.014]
[41431,"NELA 3","IN-22U7/268","2x60",43,1631.3696,1,"ks","8591728414313",94051091,3,3.2,1,"0,425x0,22x0,205",null,0.019]
[41433,"NELA 3","IN-16U7/268*",26,43,1744.9376000000002,1,"ks","8591728414337",94051098,3.2,3.4,1,"0,425x0,22x0,205",null,0.019]
[41434,"NELA 3","IN-25U7/268*","2x18",43,1893.1168000000002,1,"ks","8591728414344",94051098,3.3,3.5,1,"0,425x0,22x0,205",null,0.019]
[41436,"NELA 3","E-16U7/268*",26,43,2181.904,1,"ks","8591728414368",94051098,3.1,3.3,1,"0,425x0,22x0,205",null,0.019]
[41437,"NELA 3","E-25U7/268*","2x18",43,2268.4320000000002,1,"ks","8591728414375",94051098,3.2,3.4,1,"0,425x0,22x0,205",null,0.019]
[46121,"NELA 3","IN-12U7/268 HF",60,43,2137.6,1,"ks","8591728461218",94051091,3,3.2,1,"0,425x0,22x0,205",null,0.019]
[41438,"NELA 3","NZ-18/268*",18,43,2610.8,1,"ks","8591728414382",94051098,3.4,3.6,1,"0,425x0,22x0,205",null,0.019]
[41440,"NELA 3","NK-26/268*",26,43,2918.6400000000003,1,"ks","8591728414405",94051098,3.5,3.7,1,"0,425x0,22x0,205",null,0.019]
[41442,"NELA 3","NK-E-26/268*",26,43,3319.04,1,"ks","8591728414429",94051098,3.5,3.7,1,"0,425x0,22x0,205",null,0.019]
[44595,"NELA DL3","IN-22U7/268/DL4","2x60",43,2160.48,1,"ks","8591728445959",94051091,3.1,3.3,1,"0,42x0,22x0,21",null,0.019]
[44596,"NELA DL3","IN-15U7/268/DL4*",18,43,2273.84,1,"ks","8591728445966",94051098,3.3,3.5,1,"0,42x0,22x0,21",null,0.019]
[44597,"NELA DL3","IN-16U7/268/DL4*",26,43,2273.84,1,"ks","8591728445973",94051098,3.3,3.5,1,"0,42x0,22x0,21",null,0.019]
[44598,"NELA DL3","IN-25U7/268/DL4*","2x18",43,2422.56,1,"ks","8591728445980",94051098,3.4,3.6,1,"0,42x0,22x0,21",null,0.019]
[44599,"NELA DL3","E-15U7/268/DL4*",18,43,2711.6800000000003,1,"ks","8591728445997",94051098,3.2,3.4,1,"0,42x0,22x0,21",null,0.019]
[44600,"NELA DL3","E-16U7/268/DL4*",26,43,2711.6800000000003,1,"ks","8591728446000",94051098,3.2,3.4,1,"0,42x0,22x0,21",null,0.019]
[44601,"NELA DL3","E-25U7/268/DL4*","2x18",43,2798,1,"ks","8591728446017",94051098,3.3,3.5,1,"0,42x0,22x0,21",null,0.019]
[44602,"NELA DL3","IN-12U7/268/DL4 HF",60,43,2666.96,1,"ks","8591728446024",94051091,3,3.2,1,"0,42x0,22x0,21",null,0.019]
[44603,"NELA DL3","NZ-18/268/DL4*",18,43,3140.16,1,"ks","8591728446031",94051098,3.5,3.7,1,"0,42x0,22x0,21",null,0.019]
[44604,"NELA DL3","NK-18/268/DL4*",18,43,3448,1,"ks","8591728446048",94051098,3.6,3.8,1,"0,42x0,22x0,21",null,0.019]
[44605,"NELA DL3","NK-26/268/DL4*",26,43,3448,1,"ks","8591728446055",94051098,3.6,3.8,1,"0,42x0,22x0,21",null,0.019]
[44606,"NELA DL3","NK-E-18/268/DL4*",18,43,3848.4,1,"ks","8591728446062",94051098,3.6,3.8,1,"0,42x0,22x0,21",null,0.019]
[44607,"NELA DL3","NK-E-26/268/DL4*",26,43,3848.4,1,"ks","8591728446079",94051098,3.6,3.8,1,"0,42x0,22x0,21",null,0.019]
[44608,"NELA DL3","IN-22U7/268/DL14","2x60",43,2533.84,1,"ks","8591728446086",94051091,3.1,3.3,1,"0,42x0,22x0,21",null,0.019]
[44609,"NELA DL3","IN-15U7/268/DL14*",18,43,2647.2,1,"ks","8591728446093",94051098,3.3,3.5,1,"0,42x0,22x0,21",null,0.019]
[44610,"NELA DL3","IN-16U7/268/DL14*",26,43,2647.2,1,"ks","8591728446109",94051098,3.3,3.6,1,"0,42x0,22x0,21",null,0.019]
[44611,"NELA DL3","IN-25U7/268/DL14*","2x18",43,2795.92,1,"ks","8591728446116",94051098,3.4,3.6,1,"0,42x0,22x0,21",null,0.019]
[44612,"NELA DL3","E-15U7/268/DL14*",18,43,3085.04,1,"ks","8591728446123",94051098,3.2,3.4,1,"0,42x0,22x0,21",null,0.019]
[44613,"NELA DL3","E-16U7/268/DL14*",26,43,3085.04,1,"ks","8591728446130",94051098,3.2,3.4,1,"0,42x0,22x0,21",null,0.019]
[44614,"NELA DL3","E-25U7/268/DL14*","2x18",43,3171.36,1,"ks","8591728446147",94051098,3.3,3.5,1,"0,42x0,22x0,21",null,0.019]
[44615,"NELA DL3","IN-12U7/268/DL14 HF",60,43,3040.32,1,"ks","8591728446154",94051091,3,3.2,1,"0,42x0,22x0,21",null,0.019]
[44616,"NELA DL3","NZ-18/268/DL14*",18,43,3513.52,1,"ks","8591728446161",94051098,3.5,3.7,1,"0,42x0,22x0,21",null,0.019]
[44617,"NELA DL3","NK-18/268/DL14*",18,43,3821.36,1,"ks","8591728446178",94051098,3.6,3.8,1,"0,42x0,22x0,21",null,0.019]
[44618,"NELA DL3","NK-26/268/DL14*",26,43,3821.36,1,"ks","8591728446185",94051098,3.6,3.8,1,"0,42x0,22x0,21",null,0.019]
[44619,"NELA DL3","NK-E-18/268/DL14*",18,43,4221.76,1,"ks","8591728446192",94051098,3.6,3.8,1,"0,42x0,22x0,21",null,0.019]
[44620,"NELA DL3","NK-E-26/268/DL14*",26,43,4221.76,1,"ks","8591728446208",94051098,3.6,3.8,1,"0,42x0,22x0,21",null,0.019]
[44621,"NELA DL3","IN-22U7/268/DL15","2x60",43,2533.84,1,"ks","8591728446215",94051091,3.1,3.3,1,"0,42x0,22x0,21",null,0.019]
[44622,"NELA DL3","IN-15U7/268/DL15*",18,43,2647.2,1,"ks","8591728446222",94051098,3.3,3.5,1,"0,42x0,22x0,21",null,0.019]
[44623,"NELA DL3","IN-16U7/268/DL15*",26,43,2647.2,1,"ks","8591728446239",94051098,3.3,3.5,1,"0,42x0,22x0,21",null,0.019]
[44624,"NELA DL3","IN-25U7/268/DL15*","2x18",43,2795.92,1,"ks","8591728446246",94051098,3.4,3.6,1,"0,42x0,22x0,21",null,0.019]
[44625,"NELA DL3","E-15U7/268/DL15*",18,43,3085.04,1,"ks","8591728446253",94051098,3.2,3.4,1,"0,42x0,22x0,21",null,0.019]
[44626,"NELA DL3","E-16U7/268/DL15*",26,43,3085.04,1,"ks","8591728446260",94051098,3.2,3.4,1,"0,42x0,22x0,21",null,0.019]
[44627,"NELA DL3","E-25U7/268/DL15*","2x18",43,3171.36,1,"ks","8591728446277",94051098,3.3,3.5,1,"0,42x0,22x0,21",null,0.019]
[44628,"NELA DL3","IN-12U7/268/DL15 HF",60,43,3040.32,1,"ks","8591728446284",94051091,3,3.2,1,"0,42x0,22x0,21",null,0.019]
[44629,"NELA DL3","NZ-18/268/DL15*",18,43,3513.52,1,"ks","8591728446291",94051098,3.5,3.7,1,"0,42x0,22x0,21",null,0.019]
[44630,"NELA DL3","NK-18/268/DL15*",18,43,3821.36,1,"ks","8591728446307",94051098,3.6,3.8,1,"0,42x0,22x0,21",null,0.019]
[44631,"NELA DL3","NK-26/268/DL15*",26,43,3821.36,1,"ks","8591728446314",94051098,3.6,3.8,1,"0,42x0,22x0,21",null,0.019]
[44632,"NELA DL3","NK-E-18/268/DL15*",18,43,4221.76,1,"ks","8591728446321",94051098,3.6,3.8,1,"0,42x0,22x0,21",null,0.019]
[44633,"NELA DL3","NK-E-26/268/DL15*",26,43,4221.76,1,"ks","8591728446338",94051098,3.6,3.8,1,"0,42x0,22x0,21",null,0.019]
[43084,"NELA 4A","IN-12U31/322",100,43,1110.816,1,"ks","8591728430849",94051091,2,2.3,1,"0,315x0,285x0,19",null,0.017]
[43085,"NELA 4A","IN-15U31/322*",18,43,1241.6896000000002,1,"ks","8591728430856",94051098,2.4,2.7,1,"0,315x0,285x0,19",null,0.017]
[43086,"NELA 4A","IN-16U31/322*",26,43,1241.6896000000002,1,"ks","8591728430863",94051098,2.4,2.7,1,"0,315x0,285x0,19",null,0.017]
[43087,"NELA 4A","E-15U31/322*",18,43,1635.3919999999998,1,"ks","8591728430870",94051098,2.3,2.6,1,"0,315x0,285x0,19",null,0.017]
[43088,"NELA 4A","E-16U31/322*",26,43,1635.3919999999998,1,"ks","8591728430887",94051098,2.3,2.6,1,"0,315x0,285x0,19",null,0.017]
[43089,"NELA 4A","NZ-7/322*",7,43,1976.72,1,"ks","8591728430894",94051098,2.5,2.8,1,"0,315x0,285x0,19",null,0.017]
[42500,"LYRA 1","IN-12U4/245",75,43,1442.5632,1,"ks","8591728425005",94051091,2.3,2.6,1,"0,315x0,285x0,19",null,0.017]
[42501,"LYRA 1","IN-15U4/245*",18,43,1621.3600000000001,1,"ks","8591728425012",94051098,2.6,2.9,1,"0,315x0,285x0,19",null,0.017]
[42502,"LYRA 1","IN-16U4/245*",26,43,1634.88,1,"ks","8591728425029",94051098,2.6,2.9,1,"0,315x0,285x0,19",null,0.017]
[42503,"LYRA 1","E-15U4/245*",18,43,1982.24,1,"ks","8591728425036",94051098,2.4,2.7,1,"0,315x0,285x0,19",null,0.017]
[42504,"LYRA 1","E-16U4/245*",26,43,1982.24,1,"ks","8591728425043",94051098,2.4,2.7,1,"0,315x0,285x0,19",null,0.017]
[46122,"LYRA 1","IN-12U4/245 HF",60,43,1948.96,1,"ks","8591728461225",94051091,2.4,2.7,1,"0,315x0,285x0,19",null,0.017]
[42505,"LYRA 1","NZ-13/245*",13,43,2422.16,1,"ks","8591728425050",94051098,2.8,3.1,1,"0,315x0,285x0,19",null,0.017]
[42506,"LYRA 1","NK-E-18/245*",18,43,3118.96,1,"ks","8591728425067",94051098,2.9,3.2,1,"0,315x0,285x0,19",null,0.017]
[42507,"LYRA 1","NK-E-26/245*",26,43,3118.96,1,"ks","8591728425074",94051098,2.9,3.2,1,"0,315x0,285x0,19",null,0.017]
[42510,"LYRA 2","IN-22U6/265","2x75",43,2436.48,1,"ks","8591728425104",94051091,4.5,5,1,"0,41x0,36x0,205",null,0.03]
[42511,"LYRA 2","IN-25U6/265*","2x18",43,2795.2799999999997,1,"ks","8591728425111",94051098,4.8,5.2,1,"0,41x0,36x0,205",null,0.03]
[42512,"LYRA 2","IN-26U6/265*","2x26",43,2823.36,1,"ks","8591728425128",94051098,4.8,5.2,1,"0,41x0,36x0,205",null,0.03]
[42513,"LYRA 2","E-25U6/265*","2x18",43,3063.6000000000004,1,"ks","8591728425135",94051098,4.7,5.1,1,"0,41x0,36x0,205",null,0.03]
[42514,"LYRA 2","E-26U6/265*","2x26",43,3063.6000000000004,1,"ks","8591728425142",94051098,4.7,5.1,1,"0,41x0,36x0,205",null,0.03]
[46123,"LYRA 2","IN-12U6/265 HF",75,43,2942.96,1,"ks","8591728461232",94051091,4.3,4.7,1,"0,41x0,36x0,205",null,0.03]
[42515,"LYRA 2","NZ-18/265*",18,43,3724,1,"ks","8591728425159",94051098,4.8,5.2,1,"0,41x0,36x0,205",null,0.03]
[42516,"LYRA 2","NK-26/265*",26,43,3724,1,"ks","8591728425166",94051098,4.9,5.3,1,"0,41x0,36x0,205",null,0.03]
[42517,"LYRA 2","NK-E-26/265*",26,43,4200.32,1,"ks","8591728425173",94051098,4.9,5.3,1,"0,41x0,36x0,205",null,0.03]
[42518,"LYRA 2","NK-E-36/265*",36,43,4200.32,1,"ks","8591728425180",94051098,4.9,5.3,1,"0,41x0,36x0,205",null,0.03]
[46210,"LYRA 2","NKC-218/13/265*","2x18",43,4636.08,1,"ks","8591728462109",94051098,5,5.4,1,"0,41x0,36x0,205",null,0.03]
[46303,"LYRA 2","NKC-226/13/265*","2x26",43,4636.08,1,"ks","8591728463038",94051098,5,5.4,1,"0,41x0,36x0,205",null,0.03]
[41393,"JENA 1","IN-12U8/036",60,43,754.8688,1,"ks","8591728413934",94051091,1.1,1.1,1,"0,265x0,145x0,135",null,0.005]
[41396,"JENA 1","IN-14U8/036*",13,43,934.04,1,"ks","8591728413965",94051098,1.4,1.5,1,"0,265x0,145x0,135",null,0.005]
[41397,"JENA 1","E-14U8/036*",13,43,1169.08,1,"ks","8591728413972",94051098,1.2,1.3,1,"0,265x0,145x0,135",null,0.005]
[41398,"JENA 1","NZ-7/036*",7,43,1621.48,1,"ks","8591728413989",94051098,1.7,1.8,1,"0,265x0,145x0,135",null,0.005]
[41399,"JENA 2","IN-12U9/038",100,43,1115.6176,1,"ks","8591728413996",94051091,2,2.2,1,"0,365x0,18x0,11",null,0.007]
[41400,"JENA 2","IN-22U9/038","2x60",43,1169.6976,1,"ks","8591728414009",94051091,2.1,2.3,1,"0,365x0,18x0,11",null,0.007]
[41401,"JENA 2","IN-15U9/038*",18,43,1294.04,1,"ks","8591728414016",94051098,2.5,2.7,1,"0,365x0,18x0,11",null,0.007]
[41402,"JENA 2","IN-16U9/038*",26,43,1307.56,1,"ks","8591728414023",94051098,2.5,2.7,1,"0,365x0,18x0,11",null,0.007]
[41403,"JENA 2","IN-24U9/038*","2x13",43,1528.04,1,"ks","8591728414030",94051098,2.6,2.8,1,"0,365x0,18x0,11",null,0.007]
[41404,"JENA 2","E-15U9/038*",18,43,1654.92,1,"ks","8591728414047",94051098,2.1,2.3,1,"0,365x0,18x0,11",null,0.007]
[41405,"JENA 2","E-16U9/038*",26,43,1654.92,1,"ks","8591728414054",94051098,2.1,2.3,1,"0,365x0,18x0,11",null,0.007]
[46119,"JENA 2","IN-12U9/038 HF",60,43,1621.6399999999999,1,"ks","8591728461195",94051091,2.1,2.3,1,"0,365x0,18x0,11",null,0.007]
[41407,"JENA 2","NZ-13/038*",13,43,2094.84,1,"ks","8591728414078",94051098,2.4,2.6,1,"0,365x0,18x0,11",null,0.007]
[41408,"JENA 2","NK-18/038*",18,43,2402.6800000000003,1,"ks","8591728414085",94051098,2.5,2.7,1,"0,365x0,18x0,11",null,0.007]
[41411,"JENA 2","NK-E-18/038*",18,43,2791.6400000000003,1,"ks","8591728414115",94051098,2.5,2.7,1,"0,365x0,18x0,11",null,0.007]
[41412,"JENA 2","NK-E-26/038*",26,43,2791.6400000000003,1,"ks","8591728414122",94051098,2.5,2.7,1,"0,365x0,18x0,11",null,0.007]
[41609,"NEVA 1","IN-12U8/226",60,43,888.0336,1,"ks","8591728416096",94051091,1.2,1.3,1,"0,265x0,145x0,135",null,0.005]
[41612,"NEVA 1","IN-14U8/226*",13,43,1067.08,1,"ks","8591728416126",94051098,1.4,1.5,1,"0,265x0,145x0,135",null,0.005]
[41613,"NEVA 1","E-14U8/226*",13,43,1302.12,1,"ks","8591728416133",94051098,1.3,1.4,1,"0,265x0,145x0,135",null,0.005]
[41614,"NEVA 1","NZ-7/226*",7,43,1754.52,1,"ks","8591728416140",94051098,1.7,1.8,1,"0,265x0,145x0,135",null,0.005]
[41615,"NEVA 2","IN-12U9/228",100,43,1206.1568000000002,1,"ks","8591728416157",94051091,2.4,2.6,1,"0,355x0,19x0,205",null,0.014]
[41616,"NEVA 2","IN-22U9/228","2x60",43,1259.1552000000001,1,"ks","8591728416164",94051091,2.5,2.7,1,"0,355x0,19x0,205",null,0.014]
[41618,"NEVA 2","IN-16U9/228*",26,43,1398.64,1,"ks","8591728416188",94051098,2.7,3,1,"0,355x0,19x0,205",null,0.014]
[41619,"NEVA 2","IN-24U9/228*","2x13",43,1618.08,1,"ks","8591728416195",94051098,2.8,3,1,"0,355x0,19x0,205",null,0.014]
[41620,"NEVA 2","IN-25U9/228*","2x18",43,1618.08,1,"ks","8591728416201",94051098,2.8,3,1,"0,355x0,19x0,205",null,0.014]
[41622,"NEVA 2","E-16U9/228*",26,43,1746,1,"ks","8591728416225",94051098,2.6,2.8,1,"0,355x0,19x0,205",null,0.014]
[41623,"NEVA 2","E-24U9/228*","2x13",43,1886.4,1,"ks","8591728416232",94051098,2.7,2.9,1,"0,355x0,19x0,205",null,0.014]
[41624,"NEVA 2","E-25U9/228*","2x18",43,1886.4,1,"ks","8591728416249",94051098,2.7,3,1,"0,355x0,19x0,205",null,0.014]
[46124,"NEVA 2","IN-12U9/228 HF",75,43,1712.72,1,"ks","8591728461249",94051091,2.5,2.7,1,"0,355x0,19x0,205",null,0.014]
[41625,"NEVA 2","NZ-13/228*",13,43,2185.92,1,"ks","8591728416256",94051098,2.8,3,1,"0,355x0,19x0,205",null,0.014]
[41626,"NEVA 2","NK-18/228*",18,43,2493.76,1,"ks","8591728416263",94051098,2.8,3,1,"0,355x0,19x0,205",null,0.014]
[41627,"NEVA 2","NK-26/228*",26,43,2493.76,1,"ks","8591728416270",94051098,3.1,3.3,1,"0,355x0,19x0,205",null,0.014]
[41629,"NEVA 2","NK-E-18/228*",18,43,2882.7200000000003,1,"ks","8591728416294",94051098,2.8,3,1,"0,355x0,19x0,205",null,0.014]
[41630,"NEVA 2","NK-E-26/228*",26,43,2882.7200000000003,1,"ks","8591728416300",94051098,2.9,3.1,1,"0,355x0,19x0,205",null,0.014]
[41631,"ALMA 1","IN-12U1/121",60,41,702.36,1,"ks","8591728416317",94051091,1,1.1,1,"0,38x0,245x0,15",null,0.014]
[41632,"ALMA 1","IN-14U1/121*",13,41,881.24,1,"ks","8591728416324",94051098,1.5,1.6,1,"0,38x0,245x0,15",null,0.014]
[41633,"ALMA 1","E-14U1/121*",13,41,1116.28,1,"ks","8591728416331",94051098,1,1.1,1,"0,38x0,245x0,15",null,0.014]
[41634,"ALMA 1","NZ-7/121*",7,41,1568.68,1,"ks","8591728416348",94051098,1.5,1.6,1,"0,38x0,245x0,15",null,0.014]
[41647,"ALMA D1","IN-12U1/121/S4",60,41,701.9856,1,"ks","8591728416478",94051091,1.2,1.3,1,"0,38x0,245x0,15",null,0.014]
[41648,"ALMA D1","IN-14U1/121/S4*",13,41,881.24,1,"ks","8591728416485",94051098,1.7,1.8,1,"0,38x0,245x0,15",null,0.014]
[41649,"ALMA D1","E-14U1/121/S4*",13,41,1116.28,1,"ks","8591728416492",94051098,1.2,1.3,1,"0,38x0,245x0,15",null,0.014]
[41650,"ALMA D1","NZ-7/121S4*",7,41,1568.68,1,"ks","8591728416508",94051098,1.7,1.8,1,"0,38x0,245x0,15",null,0.014]
[41651,"ALMA D1","IN-12U1/121/S11",60,41,1015.6496000000001,1,"ks","8591728416515",94051091,1.2,1.3,1,"0,38x0,245x0,15",null,0.014]
[41652,"ALMA D1","IN-14U1/121/S11*",13,41,1194.28,1,"ks","8591728416522",94051098,1.7,1.8,1,"0,38x0,245x0,15",null,0.014]
[41653,"ALMA D1","E-14U1/121/S11*",13,41,1429.3200000000002,1,"ks","8591728416539",94051098,1.2,1.3,1,"0,38x0,245x0,15",null,0.014]
[41654,"ALMA D1","NZ-7/121S11*",7,41,1881.72,1,"ks","8591728416546",94051098,1.7,1.8,1,"0,38x0,245x0,15",null,0.014]
[41655,"ALMA D1","IN-12U1/121/S12",60,41,1158.92,1,"ks","8591728416553",94051091,1.2,1.3,1,"0,38x0,245x0,15",null,0.014]
[41656,"ALMA D1","IN-14U1/121/S12*",13,41,1337.8000000000002,1,"ks","8591728416560",94051098,1.7,1.8,1,"0,38x0,245x0,15",null,0.014]
[41657,"ALMA D1","E-14U1/121/S12*",13,41,1572.8400000000001,1,"ks","8591728416577",94051098,1.2,1.3,1,"0,38x0,245x0,15",null,0.014]
[41658,"ALMA D1","NZ-7/121S12*",7,41,2025.24,1,"ks","8591728416584",94051098,1.7,1.8,1,"0,38x0,245x0,15",null,0.014]
[41659,"ALMA D1","IN-12U1/121/S13",60,41,1135.7072,1,"ks","8591728416591",94051091,1.2,1.3,1,"0,38x0,245x0,15",null,0.014]
[41660,"ALMA D1","IN-14U1/121/S13*",13,41,1314.92,1,"ks","8591728416607",94051098,1.7,1.8,1,"0,38x0,245x0,15",null,0.014]
[41661,"ALMA D1","E-14U1/121/S13*",13,41,1549.96,1,"ks","8591728416614",94051098,1.2,1.3,1,"0,38x0,245x0,15",null,0.014]
[41662,"ALMA D1","NZ-7/121/S13*",7,41,2002.3600000000001,1,"ks","8591728416621",94051098,1.7,1.8,1,"0,38x0,245x0,15",null,0.014]
[41635,"ALMA 2","IN-12U2/123",100,41,1205.192,1,"ks","8591728416355",94051091,1.9,2.1,1,"0,38x0,245x0,15",null,0.014]
[41636,"ALMA 2","IN-22U2/123","2x60",41,1257.1088,1,"ks","8591728416362",94051091,2,2.2,1,"0,38x0,245x0,15",null,0.014]
[41638,"ALMA 2","IN-15U2/123*",18,41,1384.28,1,"ks","8591728416386",94051098,2.3,2.5,1,"0,38x0,245x0,15",null,0.014]
[41639,"ALMA 2","IN-16U2/123*",26,41,1397.8000000000002,1,"ks","8591728416393",94051098,2.3,2.5,1,"0,38x0,245x0,15",null,0.014]
[41640,"ALMA 2","IN-24U2/123*","2x13",41,1616.2,1,"ks","8591728416409",94051098,2.4,2.6,1,"0,38x0,245x0,15",null,0.014]
[41642,"ALMA 2","E-15U2/123*",18,41,1745.16,1,"ks","8591728416423",94051098,2.1,2.3,1,"0,38x0,245x0,15",null,0.014]
[41643,"ALMA 2","E-16U2/123*",26,41,1745.16,1,"ks","8591728416430",94051098,2.1,2.3,1,"0,38x0,245x0,15",null,0.014]
[41644,"ALMA 2","E-24U2/123*","2x13",41,1884.52,1,"ks","8591728416447",94051098,2.2,2.4,1,"0,38x0,245x0,15",null,0.014]
[46125,"ALMA 2","IN-12U2/123 HF",60,41,1711.88,1,"ks","8591728461256",94051091,2,2.2,1,"0,38x0,245x0,15",null,0.014]
[41645,"ALMA 2","NZ-13/123*",13,41,2185.08,1,"ks","8591728416454",94051098,2.5,2.7,1,"0,38x0,245x0,15",null,0.014]
[41646,"ALMA 2","NK-E-13/123*",13,41,2881.88,1,"ks","8591728416461",94051098,2.5,2.7,1,"0,38x0,245x0,15",null,0.014]
[41663,"ALMA D2","IN-12U2/123/S4",100,41,1205.192,1,"ks","8591728416638",94051091,2.1,2.3,1,"0,38x0,245x0,15",null,0.014]
[41664,"ALMA D2","IN-22U2/123/S4","2x60",41,1420.68,1,"ks","8591728416645",94051091,2.2,2.4,1,"0,38x0,245x0,15",null,0.014]
[41666,"ALMA D2","IN-15U2/123/S4*",18,41,1547.56,1,"ks","8591728416669",94051098,2.5,2.7,1,"0,38x0,245x0,15",null,0.014]
[41667,"ALMA D2","IN-16U2/123/S4*",26,41,1561.08,1,"ks","8591728416676",94051098,2.5,2.7,1,"0,38x0,245x0,15",null,0.014]
[41668,"ALMA D2","IN-24U2/123/S4*","2x13",41,1779.48,1,"ks","8591728416683",94051098,2.6,2.8,1,"0,38x0,245x0,15",null,0.014]
[41670,"ALMA D2","E-15U2/123/S4*",18,41,1908.44,1,"ks","8591728416706",94051098,2.3,2.5,1,"0,38x0,245x0,15",null,0.014]
[41671,"ALMA D2","E-16U2/123/S4*",26,41,1908.44,1,"ks","8591728416713",94051098,2.3,2.5,1,"0,38x0,245x0,15",null,0.014]
[41672,"ALMA D2","E-24U2/123/S4*","2x13",41,2047.8,1,"ks","8591728416720",94051098,2.4,2.6,1,"0,38x0,245x0,15",null,0.014]
[46175,"ALMA D2","IN-12U2/123/S4 HF",60,41,1875.16,1,"ks","8591728461751",94051091,2.2,2.4,1,"0,38x0,245x0,15",null,0.014]
[41673,"ALMA D2","NZ-13/123/S4*",13,41,2348.36,1,"ks","8591728416737",94051098,2.7,2.9,1,"0,38x0,245x0,15",null,0.014]
[41674,"ALMA D2","NK-E-13/123/S4*",13,41,3045.16,1,"ks","8591728416744",94051098,2.8,3,1,"0,38x0,245x0,15",null,0.014]
[41675,"ALMA D2","IN-12U2/123/S11",100,41,1669.1984000000002,1,"ks","8591728416751",94051091,2.1,2.3,1,"0,38x0,245x0,15",null,0.014]
[41676,"ALMA D2","IN-22U2/123/S11","2x60",41,1884.52,1,"ks","8591728416768",94051091,2.2,2.4,1,"0,38x0,245x0,15",null,0.014]
[41678,"ALMA D2","IN-15U2/123/S11*",18,41,2011.4,1,"ks","8591728416782",94051098,2.5,2.7,1,"0,38x0,245x0,15",null,0.014]
[41679,"ALMA D2","IN-16U2/123/S11*",26,41,2024.92,1,"ks","8591728416799",94051098,2.5,2.7,1,"0,38x0,245x0,15",null,0.014]
[41680,"ALMA D2","IN-24U2/123/S11*","2x13",41,2243.3199999999997,1,"ks","8591728416805",94051098,2.6,2.8,1,"0,38x0,245x0,15",null,0.014]
[41682,"ALMA D2","E-15U2/123/S11*",18,41,2372.2799999999997,1,"ks","8591728416829",94051098,2.3,2.5,1,"0,38x0,245x0,15",null,0.014]
[41683,"ALMA D2","E-16U2/123/S11*",26,41,2372.2799999999997,1,"ks","8591728416836",94051098,2.3,2.5,1,"0,38x0,245x0,15",null,0.014]
[41684,"ALMA D2","E-24U2/123/S11*","2x13",41,2511.6400000000003,1,"ks","8591728416843",94051098,2.4,2.6,1,"0,38x0,245x0,15",null,0.014]
[46176,"ALMA D2","IN-12U2/123/S11 HF",60,41,2339,1,"ks","8591728461768",94051091,2.2,2.4,1,"0,38x0,245x0,15",null,0.014]
[41685,"ALMA D2","NZ-13/123/S11*",13,41,2812.2,1,"ks","8591728416850",94051098,2.7,2.9,1,"0,38x0,245x0,15",null,0.014]
[41686,"ALMA D2","NK-E-13/123/S11*",13,41,3509,1,"ks","8591728416867",94051098,2.8,3,1,"0,38x0,245x0,15",null,0.014]
[41687,"ALMA D2","IN-12U2/123/S12",100,41,1973.96,1,"ks","8591728416874",94051091,2.1,2.3,1,"0,38x0,245x0,15",null,0.014]
[41688,"ALMA D2","IN-22U2/123/S12","2x60",41,2025.96,1,"ks","8591728416881",94051091,2.2,2.4,1,"0,38x0,245x0,15",null,0.014]
[41690,"ALMA D2","IN-15U2/123/S12*",18,41,2152.84,1,"ks","8591728416904",94051098,2.5,2.7,1,"0,38x0,245x0,15",null,0.014]
[41691,"ALMA D2","IN-16U2/123/S12*",26,41,2166.36,1,"ks","8591728416911",94051098,2.5,2.7,1,"0,38x0,245x0,15",null,0.014]
[41692,"ALMA D2","IN-24U2/123/S12*","2x13",41,2384.76,1,"ks","8591728416928",94051098,2.6,2.8,1,"0,38x0,245x0,15",null,0.014]
[41694,"ALMA D2","E-15U2/123/S12*",18,41,2513.7200000000003,1,"ks","8591728416942",94051098,2.3,2.5,1,"0,38x0,245x0,15",null,0.014]
[41695,"ALMA D2","E-16U2/123/S12*",26,41,2550.12,1,"ks","8591728416959",94051098,2.3,2.5,1,"0,38x0,245x0,15",null,0.014]
[41696,"ALMA D2","E-24U2/123/S12*","2x13",41,2653.08,1,"ks","8591728416966",94051098,2.4,2.6,1,"0,38x0,245x0,15",null,0.014]
[46177,"ALMA D2","IN-12U2/123/S12 HF",60,41,2480.44,1,"ks","8591728461775",94051091,2.2,2.4,1,"0,38x0,245x0,15",null,0.014]
[41697,"ALMA D2","NZ-13/123/S12*",13,41,2953.64,1,"ks","8591728416973",94051098,2.7,2.9,1,"0,38x0,245x0,15",null,0.014]
[41698,"ALMA D2","NK-E-13/123/S12*",13,41,3650.44,1,"ks","8591728416980",94051098,2.8,3,1,"0,38x0,245x0,15",null,0.014]
[41699,"ALMA D2","IN-12U2/123/S13",100,41,1963.3935999999999,1,"ks","8591728416997",94051091,2.1,2.3,1,"0,38x0,245x0,15",null,0.014]
[41700,"ALMA D2","IN-22U2/123/S13","2x60",41,2015.56,1,"ks","8591728417000",94051091,2.2,2.4,1,"0,38x0,245x0,15",null,0.014]
[41702,"ALMA D2","IN-15U2/123/S13*",18,41,2142.44,1,"ks","8591728417024",94051098,2.5,2.7,1,"0,38x0,245x0,15",null,0.014]
[41703,"ALMA D2","IN-16U2/123/S13*",26,41,2319.24,1,"ks","8591728417031",94051098,2.5,2.7,1,"0,38x0,245x0,15",null,0.014]
[41704,"ALMA D2","IN-24U2/123/S13*","2x13",41,2537.6400000000003,1,"ks","8591728417048",94051098,2.6,2.8,1,"0,38x0,245x0,15",null,0.014]
[41706,"ALMA D2","E-15U2/123/S13*",18,41,2666.6000000000004,1,"ks","8591728417062",94051098,2.3,2.5,1,"0,38x0,245x0,15",null,0.014]
[41707,"ALMA D2","E-16U2/123/S13*",26,41,2666.6000000000004,1,"ks","8591728417079",94051098,2.3,2.5,1,"0,38x0,245x0,15",null,0.014]
[41708,"ALMA D2","E-24U2/123/S13*","2x13",41,2805.96,1,"ks","8591728417086",94051098,2.4,2.6,1,"0,38x0,245x0,15",null,0.014]
[46178,"ALMA D2","IN-12U2/123/S13 HF",60,41,2470.04,1,"ks","8591728461782",94051091,2.2,2.4,1,"0,38x0,245x0,15",null,0.014]
[41709,"ALMA D2","NZ-13/123/S13*",13,41,2943.2400000000002,1,"ks","8591728417093",94051098,2.7,2.9,1,"0,38x0,245x0,15",null,0.014]
[41710,"ALMA D2","NK-E-13/123/S13*",13,41,3803.32,1,"ks","8591728417109",94051098,2.8,3,1,"0,38x0,245x0,15",null,0.014]
[42800,"CRATER 1","IN-12K2/051",60,43,484.84000000000003,1,"ks","8591728428006",94051091,1,1.2,1,"0,24x0,23x0,115",null,0.006]
[42801,"CRATER 1","IN-14K2/051*",13,43,663.72,1,"ks","8591728428013",94051098,1.3,1.5,1,"0,24x0,23x0,115",null,0.006]
[42802,"CRATER 1","E-14K2/051*",13,43,898.76,1,"ks","8591728428020",94051098,1.1,1.3,1,"0,24x0,23x0,115",null,0.006]
[42803,"CRATER 1","NZ-7/051*",7,43,1351.16,1,"ks","8591728428037",94051098,1.5,1.7,1,"0,24x0,23x0,115",null,0.006]
[42804,"CRATER 1","IN-12D2/051",60,43,486.91999999999996,1,"ks","8591728428044",94051091,0.9,1.1,1,"0,24x0,23x0,115",null,0.006]
[42806,"CRATER 1","E-14D2/051*",13,43,921.64,1,"ks","8591728428068",94051098,1,1.2,1,"0,24x0,23x0,115",null,0.006]
[42808,"CRATER 1","IN-12DU2/051",60,"43II",486.91999999999996,1,"ks","8591728428082",94051091,1,1.2,1,"0,24x0,23x0,115",null,0.006]
[42810,"CRATER 1","E-13DU2/051*",9,"43II",1017.32,1,"ks","8591728428105",94051098,1.1,1.3,1,"0,24x0,23x0,115",null,0.006]
[42811,"CRATER 1","NZ-7/DU/051*",7,"43II",1432.28,1,"ks","8591728428112",94051098,1.5,1.7,1,"0,24x0,23x0,115",null,0.006]
[43430,"CRATER DL1","IN-12K2/051/DL4",60,41,841.56,1,"ks","8591728434304",94051091,1.2,1.5,1,"0,26x0,245x0,12",null,0.008]
[43431,"CRATER DL1","IN-14K2/051/DL4*",13,41,1020.44,1,"ks","8591728434311",94051098,1.5,1.8,1,"0,26x0,245x0,12",null,0.008]
[43432,"CRATER DL1","E-14K2/051/DL4*",13,41,1255.48,1,"ks","8591728434328",94051098,1.3,1.6,1,"0,26x0,245x0,12",null,0.008]
[43433,"CRATER DL1","NZ-7/051/DL4*",7,41,1707.88,1,"ks","8591728434335",94051098,1.7,2,1,"0,26x0,245x0,12",null,0.008]
[43442,"CRATER DL1","IN-12K2/051/DL14",60,41,1062.04,1,"ks","8591728434427",94051091,1.2,1.5,1,"0,26x0,245x0,12",null,0.008]
[43443,"CRATER DL1","IN-14K2/051/DL14*",13,41,1240.92,1,"ks","8591728434434",94051098,1.5,1.8,1,"0,26x0,245x0,12",null,0.008]
[43444,"CRATER DL1","E-14K2/051/DL14*",13,41,1475.96,1,"ks","8591728434441",94051098,1.3,1.6,1,"0,26x0,245x0,12",null,0.008]
[43445,"CRATER DL1","NZ-7/051/DL14*",7,41,1928.36,1,"ks","8591728434458",94051098,1.7,2,1,"0,26x0,245x0,12",null,0.008]
[43454,"CRATER DL1","IN-12K2/051/DL15",60,41,1062.04,1,"ks","8591728434540",94051091,1.2,1.5,1,"0,26x0,245x0,12",null,0.008]
[43455,"CRATER DL1","IN-14K2/051/DL15*",13,41,1240.92,1,"ks","8591728434557",94051098,1.5,1.8,1,"0,26x0,245x0,12",null,0.008]
[43456,"CRATER DL1","E-14K2/051/DL15*",13,41,1475.96,1,"ks","8591728434564",94051098,1.3,1.6,1,"0,26x0,245x0,12",null,0.008]
[43457,"CRATER DL1","NZ-7/051/DL15*",7,41,1928.36,1,"ks","8591728434571",94051098,1.7,2,1,"0,26x0,245x0,12",null,0.008]
[42812,"CRATER 2","IN-12K53/052",100,43,582,1,"ks","8591728428129",94051091,1.4,1.6,1,"0,30x0,285x0,13",null,0.011]
[42813,"CRATER 2","IN-22K53/052","2x60",43,625.6800000000001,1,"ks","8591728428136",94051091,1.58,1.8,1,"0,30x0,285x0,13",null,0.011]
[42814,"CRATER 2","IN-15K53/052*",18,43,760.88,1,"ks","8591728428143",94051098,1.8,2,1,"0,30x0,285x0,13",null,0.011]
[42815,"CRATER 2","IN-16K53/052*",26,43,774.4,1,"ks","8591728428150",94051098,1.8,2,1,"0,30x0,285x0,13",null,0.011]
[42816,"CRATER 2","IN-24K53/052*","2x13",43,984.48,1,"ks","8591728428167",94051098,1.9,2.1,1,"0,30x0,285x0,13",null,0.011]
[42817,"CRATER 2","E-14K53/052*",13,43,1121.76,1,"ks","8591728428174",94051098,1.6,1.8,1,"0,30x0,285x0,13",null,0.011]
[42818,"CRATER 2","E-15K53/052*",18,43,1121.76,1,"ks","8591728428181",94051098,1.6,1.8,1,"0,30x0,285x0,13",null,0.011]
[42819,"CRATER 2","E-16K53/052*",26,43,1121.76,1,"ks","8591728428198",94051098,1.6,1.8,1,"0,30x0,285x0,13",null,0.011]
[42820,"CRATER 2","E-24K53/052*","2x13",43,1232,1,"ks","8591728428204",94051098,1.7,1.9,1,"0,30x0,285x0,13",null,0.011]
[42821,"CRATER 2","IN-12K53/052 HF",60,43,1088.48,1,"ks","8591728428211",94051091,1.6,1.8,1,"0,30x0,285x0,13",null,0.011]
[42822,"CRATER 2","E-15K53/052 HF*",18,43,1607.44,1,"ks","8591728428228",94051098,1.9,2.1,1,"0,30x0,285x0,13",null,0.011]
[42823,"CRATER 2","E-16K53/052 HF*",26,43,1607.44,1,"ks","8591728428235",94051098,1.9,2.1,1,"0,30x0,285x0,13",null,0.011]
[42824,"CRATER 2","NZ-13/052*",13,43,1561.68,1,"ks","8591728428242",94051098,2,2.2,1,"0,30x0,285x0,13",null,0.011]
[42825,"CRATER 2","NK-E-13/052*",13,43,2258.48,1,"ks","8591728428259",94051098,2.1,2.3,1,"0,30x0,285x0,13",null,0.011]
[44114,"CRATER 2","NK-E-18/052*",18,43,2258.48,1,"ks","8591728441142",94051098,2.1,2.3,1,"0,30x0,285x0,13",null,0.011]
[42826,"CRATER 2","IN-12D53/052",100,43,605.92,1,"ks","8591728428266",94051091,1.4,1.6,1,"0,30x0,285x0,13",null,0.011]
[42832,"CRATER 2","E-16D53/052*",26,43,1160.24,1,"ks","8591728428327",94051098,1.5,1.7,1,"0,30x0,285x0,13",null,0.011]
[42839,"CRATER 2","IN-12DU53/052",100,"43II",617.36,1,"ks","8591728428396",94051091,1.5,1.7,1,"0,30x0,285x0,13",null,0.011]
[42841,"CRATER 2","E-14DU53/052*",13,"43II",1300.6399999999999,1,"ks","8591728428419",94051098,1.6,1.8,1,"0,30x0,285x0,13",null,0.011]
[42842,"CRATER 2","NZ-13/DU/052*",13,"43II",1701.04,1,"ks","8591728428426",94051098,2,2.2,1,"0,30x0,285x0,13",null,0.011]
[43466,"CRATER DL2","IN-12K53/052/DL4",100,41,1051.04,1,"ks","8591728434663",94051091,1.8,2.2,1,"0,33x0,315x0,135",null,0.014]
[43467,"CRATER DL2","IN-22K53/052/DL4","2x60",41,1094.72,1,"ks","8591728434670",94051091,1.9,2.3,1,"0,33x0,315x0,135",null,0.014]
[43468,"CRATER DL2","IN-15K53/052/DL4*",18,41,1229.92,1,"ks","8591728434687",94051098,2.1,2.5,1,"0,33x0,315x0,135",null,0.014]
[43469,"CRATER DL2","IN-16K53/052/DL4*",26,41,1243.44,1,"ks","8591728434694",94051098,2.1,2.5,1,"0,33x0,315x0,135",null,0.014]
[43470,"CRATER DL2","IN-24K53/052/DL4*","2x13",41,1453.52,1,"ks","8591728434700",94051098,2.2,2.6,1,"0,33x0,315x0,135",null,0.014]
[43471,"CRATER DL2","E-15K53/052/DL4*",18,41,1590.8,1,"ks","8591728434717",94051098,1.9,2.3,1,"0,33x0,315x0,135",null,0.014]
[43472,"CRATER DL2","E-16K53/052/DL4*",26,41,1590.8,1,"ks","8591728434724",94051098,1.9,2.3,1,"0,33x0,315x0,135",null,0.014]
[43473,"CRATER DL2","E-24K53/052/DL4*","2x13",41,1701.04,1,"ks","8591728434731",94051098,2,2.4,1,"0,33x0,315x0,135",null,0.014]
[43474,"CRATER DL2","IN-12K53/052/DL4 HF*",60,41,1557.52,1,"ks","8591728434748",94051091,1.9,2.3,1,"0,33x0,315x0,135",null,0.014]
[43475,"CRATER DL2","E-15K53/052/DL4 HF*",18,41,2076.48,1,"ks","8591728434755",94051098,2.2,2.6,1,"0,33x0,315x0,135",null,0.014]
[43476,"CRATER DL2","E-16K53/052/DL4 HF*",26,41,2076.48,1,"ks","8591728434762",94051098,2.2,2.6,1,"0,33x0,315x0,135",null,0.014]
[43477,"CRATER DL2","NZ-13/052/DL4*",13,41,2030.72,1,"ks","8591728434779",94051098,2.3,2.7,1,"0,33x0,315x0,135",null,0.014]
[43478,"CRATER DL2","NK-E-13/052/DL4*",13,41,2727.52,1,"ks","8591728434786",94051098,2.4,2.8,1,"0,33x0,315x0,135",null,0.014]
[44115,"CRATER DL2","NK-E-18/052/DL4*",18,41,2727.52,1,"ks","8591728441159",94051098,2.4,2.8,1,"0,33x0,315x0,135",null,0.014]
[43495,"CRATER DL2","IN-12K53/052/DL14",100,41,1310,1,"ks","8591728434953",94051091,1.8,2.2,1,"0,33x0,315x0,135",null,0.014]
[43496,"CRATER DL2","IN-22K53/052/DL14","2x60",41,1353.6799999999998,1,"ks","8591728434960",94051091,1.9,2.3,1,"0,33x0,315x0,135",null,0.014]
[43497,"CRATER DL2","IN-15K53/052/DL14*",18,41,1488.88,1,"ks","8591728434977",94051098,2.1,2.5,1,"0,33x0,315x0,135",null,0.014]
[43498,"CRATER DL2","IN-16K53/052/DL14*",26,41,1502.4,1,"ks","8591728434984",94051098,2.1,2.5,1,"0,33x0,315x0,135",null,0.014]
[43499,"CRATER DL2","IN-24K53/052/DL14*","2x13",41,1712.48,1,"ks","8591728434991",94051098,2.2,2.6,1,"0,33x0,315x0,135",null,0.014]
[43500,"CRATER DL2","E-15K53/052/DL14*",18,41,1849.76,1,"ks","8591728435004",94051098,1.9,2.3,1,"0,33x0,315x0,135",null,0.014]
[43501,"CRATER DL2","E-16K53/052/DL14*",26,41,1849.76,1,"ks","8591728435011",94051098,1.9,2.3,1,"0,33x0,315x0,135",null,0.014]
[43502,"CRATER DL2","E-24K53/052/DL14*","2x13",41,1960,1,"ks","8591728435028",94051098,2,2.4,1,"0,33x0,315x0,135",null,0.014]
[43503,"CRATER DL2","IN-12K53/052/DL14 HF*",60,41,1816.48,1,"ks","8591728435035",94051091,1.9,2.3,1,"0,33x0,315x0,135",null,0.014]
[43504,"CRATER DL2","E-15K53/052/DL14 HF*",18,41,2335.44,1,"ks","8591728435042",94051098,2.2,2.6,1,"0,33x0,315x0,135",null,0.014]
[43505,"CRATER DL2","E-16K53/052/DL14 HF*",26,41,2335.44,1,"ks","8591728435059",94051098,2.2,2.6,1,"0,33x0,315x0,135",null,0.014]
[43506,"CRATER DL2","NZ-13/052/DL14*",13,41,2289.6800000000003,1,"ks","8591728435066",94051098,2.3,2.7,1,"0,33x0,315x0,135",null,0.014]
[43507,"CRATER DL2","NK-E-13/052/DL14*",13,41,2986.48,1,"ks","8591728435073",94051098,2.4,2.8,1,"0,33x0,315x0,135",null,0.014]
[44116,"CRATER DL2","NK-E-18/052/DL14*",18,41,2986.48,1,"ks","8591728441166",94051098,2.4,2.8,1,"0,33x0,315x0,135",null,0.014]
[43524,"CRATER DL2","IN-12K53/052/DL15",100,41,1310,1,"ks","8591728435240",94051091,1.8,2.2,1,"0,33x0,315x0,135",null,0.014]
[43525,"CRATER DL2","IN-22K53/052/DL15","2x60",41,1353.6799999999998,1,"ks","8591728435257",94051091,1.9,2.3,1,"0,33x0,315x0,135",null,0.014]
[43526,"CRATER DL2","IN-15K53/052/DL15*",18,41,1488.88,1,"ks","8591728435264",94051098,2.1,2.5,1,"0,33x0,315x0,135",null,0.014]
[43527,"CRATER DL2","IN-16K53/052/DL15*",26,41,1502.4,1,"ks","8591728435271",94051098,2.1,2.5,1,"0,33x0,315x0,135",null,0.014]
[43528,"CRATER DL2","IN-24K53/052/DL15*","2x13",41,1712.48,1,"ks","8591728435288",94051098,2.2,2.6,1,"0,33x0,315x0,135",null,0.014]
[43529,"CRATER DL2","E-15K53/052/DL15*",18,41,1849.76,1,"ks","8591728435295",94051098,1.9,2.3,1,"0,33x0,315x0,135",null,0.014]
[43530,"CRATER DL2","E-16K53/052/DL15*",26,41,1849.76,1,"ks","8591728435301",94051098,1.9,2.3,1,"0,33x0,315x0,135",null,0.014]
[43531,"CRATER DL2","E-24K53/052/DL15*","2x13",41,1960,1,"ks","8591728435318",94051098,2,2.4,1,"0,33x0,315x0,135",null,0.014]
[43532,"CRATER DL2","IN-12K53/052/DL15 HF*",60,41,1816.48,1,"ks","8591728435325",94051091,1.9,2.3,1,"0,33x0,315x0,135",null,0.014]
[43533,"CRATER DL2","E-15K53/052/DL15 HF*",18,41,2335.44,1,"ks","8591728435332",94051098,2.2,2.6,1,"0,33x0,315x0,135",null,0.014]
[43534,"CRATER DL2","E-16K53/052/DL15 HF*",26,41,2335.44,1,"ks","8591728435349",94051098,2,2.4,1,"0,33x0,315x0,135",null,0.014]
[43535,"CRATER DL2","NZ-13/052/DL15*",13,41,2289.6800000000003,1,"ks","8591728435356",94051098,2.3,2.7,1,"0,33x0,315x0,135",null,0.014]
[44117,"CRATER DL2","NK-E-18/052/DL15*",18,41,2986.48,1,"ks","8591728441173",94051098,2.4,2.8,1,"0,33x0,315x0,135",null,0.014]
[43536,"CRATER DL2","NK-E-13/052/DL15*",13,41,2986.48,1,"ks","8591728435363",94051098,2.4,2.8,1,"0,33x0,315x0,135",null,0.014]
[42844,"CRATER 3","IN-12K64/053",100,43,977.2,1,"ks","8591728428440",94051091,2.3,2.6,1,"0,375x0,355x0,13",null,0.017]
[42845,"CRATER 3","IN-22K64/053","2x75",43,1010.48,1,"ks","8591728428457",94051091,2.4,2.7,1,"0,375x0,355x0,13",null,0.017]
[42846,"CRATER 3","IN-16K64/053*",26,43,1169.6,1,"ks","8591728428464",94051098,2.6,2.9,1,"0,375x0,355x0,13",null,0.017]
[42847,"CRATER 3","IN-25K64/053*","2x18",43,1369.28,1,"ks","8591728428471",94051098,2.7,3,1,"0,375x0,355x0,13",null,0.017]
[42848,"CRATER 3","E-16K64/053*",26,43,1516.96,1,"ks","8591728428488",94051098,2.4,2.7,1,"0,375x0,355x0,13",null,0.017]
[42849,"CRATER 3","E-25K64/053*","2x18",43,1637.6,1,"ks","8591728428495",94051098,2.5,2.8,1,"0,375x0,355x0,13",null,0.017]
[42850,"CRATER 3","ES-25K64/053 1-10V*","2x18",43,2511.2,1,"ks","8591728428501",94051098,2.5,2.8,1,"0,375x0,355x0,13",null,0.017]
[42852,"CRATER 3","ES-25K64/053 DALI*","2x18",43,2730.6400000000003,1,"ks","8591728428525",94051098,2.5,2.8,1,"0,375x0,355x0,13",null,0.017]
[42853,"CRATER 3","IN-12K64/053 HF",75,43,1483.6799999999998,1,"ks","8591728428532",94051091,2.4,2.7,1,"0,375x0,355x0,13",null,0.017]
[42854,"CRATER 3","E-16K64/053 HF*",26,43,2023.44,1,"ks","8591728428549",94051098,2.5,2.8,1,"0,375x0,355x0,13",null,0.017]
[42855,"CRATER 3","NZ-18/053*",18,43,1956.88,1,"ks","8591728428556",94051098,2.8,3.1,1,"0,375x0,355x0,13",null,0.017]
[42857,"CRATER 3","NK-26/053*",26,43,2264.7200000000003,1,"ks","8591728428570",94051098,2.9,3.2,1,"0,375x0,355x0,13",null,0.017]
[42858,"CRATER 3","NK-E-18/053*",18,43,2653.6800000000003,1,"ks","8591728428587",94051098,2.9,3.2,1,"0,375x0,355x0,13",null,0.017]
[42859,"CRATER 3","NK-E-26/053*",26,43,2653.6800000000003,1,"ks","8591728428594",94051098,2.9,3.2,1,"0,375x0,355x0,13",null,0.017]
[44118,"CRATER 3","NK-E-26/053 HF*",26,43,3199.68,1,"ks","8591728441180",94051098,2.9,3.2,1,"0,375x0,355x0,13",null,0.017]
[42861,"CRATER 3","IN-22D64/053","2x60",43,1070.8,1,"ks","8591728428617",94051091,2.2,2.5,1,"0,375x0,355x0,13",null,0.017]
[42864,"CRATER 3","E-16D64/053*",26,43,1610.56,1,"ks","8591728428648",94051098,2.3,2.6,1,"0,375x0,355x0,13",null,0.017]
[42865,"CRATER 3","E-25D64/053*","2x18",43,1697.92,1,"ks","8591728428655",94051098,2.4,2.7,1,"0,375x0,355x0,13",null,0.017]
[42875,"CRATER 3","IN-22DU64/053","2x60","43II",1070.8,1,"ks","8591728428754",94051091,2.4,2.7,1,"0,375x0,355x0,13",null,0.017]
[42877,"CRATER 3","E-16DU64/053*",26,"43II",1668.8,1,"ks","8591728428778",94051098,2.4,2.7,1,"0,375x0,355x0,13",null,0.017]
[42878,"CRATER 3","NZ-18/DU/053*",18,"43II",2170.08,1,"ks","8591728428785",94051098,2.8,3.1,1,"0,375x0,355x0,13",null,0.017]
[42879,"CRATER 3","NK-E-13/DU/053*",13,"43II",2716.08,1,"ks","8591728428792",94051098,2.9,3.2,1,"0,375x0,355x0,13",null,0.017]
[43553,"CRATER DL3","IN-12K64/053/DL4",100,41,1506.56,1,"ks","8591728435530",94051091,2.7,3.2,1,"0,41x0,39x0,14",null,0.022]
[43554,"CRATER DL3","IN-22K64/053/DL4","2x75",41,1539.8400000000001,1,"ks","8591728435547",94051091,2.8,3.3,1,"0,41x0,39x0,14",null,0.022]
[43555,"CRATER DL3","IN-16K64/053/DL4*",26,41,1698.96,1,"ks","8591728435554",94051098,3,3.5,1,"0,41x0,39x0,14",null,0.022]
[43556,"CRATER DL3","IN-25K64/053/DL4*","2x18",41,1898.64,1,"ks","8591728435561",94051098,3.1,3.6,1,"0,41x0,39x0,14",null,0.022]
[43557,"CRATER DL3","E-16K64/053/DL4*",26,41,2046.32,1,"ks","8591728435578",94051098,2.8,3.3,1,"0,41x0,39x0,14",null,0.022]
[43558,"CRATER DL3","E-25K64/053/DL4*","2x18",41,2166.96,1,"ks","8591728435585",94051098,2.9,3.4,1,"0,41x0,39x0,14",null,0.022]
[43559,"CRATER DL3","ES-25K64/053/DL4 1-10V*","2x18",41,2643.2799999999997,1,"ks","8591728435592",94051098,2.9,3.4,1,"0,41x0,39x0,14",null,0.022]
[43561,"CRATER DL3","ES-25K64/053/DL4 DALI*","2x18",41,3260,1,"ks","8591728435615",94051098,2.9,3.4,1,"0,41x0,39x0,14",null,0.022]
[43562,"CRATER DL3","IN-12K64/053/DL4 HF",75,41,2013.04,1,"ks","8591728435622",94051091,2.8,3.3,1,"0,41x0,39x0,14",null,0.022]
[43563,"CRATER DL3","E-16K64/053/DL4 HF*",26,41,2552.8,1,"ks","8591728435639",94051098,2.9,3.4,1,"0,41x0,39x0,14",null,0.022]
[43564,"CRATER DL3","NZ-18/053/DL4*",18,41,2486.24,1,"ks","8591728435646",94051098,3.2,3.7,1,"0,41x0,39x0,14",null,0.022]
[43566,"CRATER DL3","NK-26/053/DL4*",26,41,2794.08,1,"ks","8591728435660",94051098,3.3,3.8,1,"0,41x0,39x0,14",null,0.022]
[43568,"CRATER DL3","NK-E-26/053/DL4*",26,41,3183.04,1,"ks","8591728435684",94051098,3.3,3.8,1,"0,41x0,39x0,14",null,0.022]
[44119,"CRATER DL3","NK-E-26/053/DL4 HF*",26,43,3729.04,1,"ks","8591728441197",94051098,2.9,3.2,1,"0,41x0,39x0,14",null,0.022]
[43588,"CRATER DL3","IN-12K64/053/DL14",100,41,1879.92,1,"ks","8591728435882",94051091,2.7,3.2,1,"0,41x0,39x0,14",null,0.022]
[43589,"CRATER DL3","IN-22K64/053/DL14","2x75",41,1913.2,1,"ks","8591728435899",94051091,2.8,3.3,1,"0,41x0,39x0,14",null,0.022]
[43590,"CRATER DL3","IN-16K64/053/DL14*",26,41,2072.3199999999997,1,"ks","8591728435905",94051098,3,3.5,1,"0,41x0,39x0,14",null,0.022]
[43591,"CRATER DL3","IN-25K64/053/DL14*","2x18",41,2272,1,"ks","8591728435912",94051098,3.1,3.6,1,"0,41x0,39x0,14",null,0.022]
[43592,"CRATER DL3","E-16K64/053/DL14*",26,41,2419.6800000000003,1,"ks","8591728435929",94051098,2.8,3.3,1,"0,41x0,39x0,14",null,0.022]
[43593,"CRATER DL3","E-25K64/053/DL14*","2x18",41,2540.3199999999997,1,"ks","8591728435936",94051098,2.9,3.4,1,"0,41x0,39x0,14",null,0.022]
[43594,"CRATER DL3","ES-25K64/053/DL14 1-10V*","2x18",41,3413.92,1,"ks","8591728435943",94051098,2.9,3.4,1,"0,41x0,39x0,14",null,0.022]
[43596,"CRATER DL3","ES-25K64/053/DL14 DALI*","2x18",41,3633.36,1,"ks","8591728435967",94051098,2.9,3.4,1,"0,41x0,39x0,14",null,0.022]
[43597,"CRATER DL3","IN-12K64/053/DL14 HF",75,41,2386.4,1,"ks","8591728435974",94051091,2.8,3.3,1,"0,41x0,39x0,14",null,0.022]
[43598,"CRATER DL3","E-16K64/053/DL14 HF*",26,41,2926.16,1,"ks","8591728435981",94051098,2.9,3.4,1,"0,41x0,39x0,14",null,0.022]
[43599,"CRATER DL3","NZ-18/053/DL14*",18,41,2859.6,1,"ks","8591728435998",94051098,3.2,3.7,1,"0,41x0,39x0,14",null,0.022]
[43601,"CRATER DL3","NK-26/053/DL14*",26,41,3167.44,1,"ks","8591728436018",94051098,3.3,3.8,1,"0,41x0,39x0,14",null,0.022]
[43603,"CRATER DL3","NK-E-26/053/DL14*",26,41,3556.4,1,"ks","8591728436032",94051098,3.3,3.8,1,"0,41x0,39x0,14",null,0.022]
[44120,"CRATER DL3","NK-E-26/053/DL14 HF*",26,43,4102.4,1,"ks","8591728441203",94051098,2.9,3.2,1,"0,41x0,39x0,14",null,0.022]
[43623,"CRATER DL3","IN-12K64/053/DL15 ",100,41,1879.92,1,"ks","8591728436230",94051091,2.7,3.2,1,"0,41x0,39x0,14",null,0.022]
[43624,"CRATER DL3","IN-22K64/053/DL15","2x75",41,1913.2,1,"ks","8591728436247",94051091,2.8,3.3,1,"0,41x0,39x0,14",null,0.022]
[43625,"CRATER DL3","IN-16K64/053/DL15*",26,41,2072.3199999999997,1,"ks","8591728436254",94051098,3,3.5,1,"0,41x0,39x0,14",null,0.022]
[43626,"CRATER DL3","IN-25K64/053/DL15*","2x18",41,2272,1,"ks","8591728436261",94051098,3.1,3.6,1,"0,41x0,39x0,14",null,0.022]
[43627,"CRATER DL3","E-16K64/053/DL15*",26,41,2419.6800000000003,1,"ks","8591728436278",94051098,2.8,3.3,1,"0,41x0,39x0,14",null,0.022]
[43628,"CRATER DL3","E-25K64/053/DL15*","2x18",41,2540.3199999999997,1,"ks","8591728436285",94051098,2.9,3.4,1,"0,41x0,39x0,14",null,0.022]
[43629,"CRATER DL3","ES-25K64/053/DL15 1-10V*","2x18",41,3413.92,1,"ks","8591728436292",94051098,2.9,3.4,1,"0,41x0,39x0,14",null,0.022]
[43631,"CRATER DL3","ES-25K64/053/DL15 DALI*","2x18",41,3633.36,1,"ks","8591728436315",94051098,2.9,3.4,1,"0,41x0,39x0,14",null,0.022]
[43632,"CRATER DL3","IN-12K64/053/DL15 HF",75,41,2386.4,1,"ks","8591728436322",94051091,2.8,3.3,1,"0,41x0,39x0,14",null,0.022]
[43633,"CRATER DL3","E-16K64/053/DL15 HF*",26,41,2926.16,1,"ks","8591728436339",94051098,2.9,3.4,1,"0,41x0,39x0,14",null,0.022]
[43634,"CRATER DL3","NZ-18/053/DL15*",18,41,2859.6,1,"ks","8591728436346",94051098,3.2,3.7,1,"0,41x0,39x0,14",null,0.022]
[43636,"CRATER DL3","NK-26/053/DL15*",26,41,3167.44,1,"ks","8591728436360",94051098,3.3,3.8,1,"0,41x0,39x0,14",null,0.022]
[43638,"CRATER DL3","NK-E-26/053/DL15*",26,41,3556.4,1,"ks","8591728436384",94051098,3.3,3.8,1,"0,41x0,39x0,14",null,0.022]
[44121,"CRATER DL3","NK-E-26/053/DL15 HF*",26,41,4102.4,1,"ks","8591728441210",94051098,3.3,3.8,1,"0,41x0,39x0,14",null,0.022]
[42880,"CRATER 4","IN-22K74/054","2x75",43,1839.76,1,"ks","8591728428808",94051091,3.1,3.5,1,"0,435x0,435x0,13",null,0.025]
[42881,"CRATER 4","IN-17K74/054*",36,43,2058.16,1,"ks","8591728428815",94051098,3.4,3.8,1,"0,435x0,435x0,13",null,0.025]
[42882,"CRATER 4","IN-26K74/054*","2x26",43,2226.64,1,"ks","8591728428822",94051098,3.5,3.9,1,"0,435x0,435x0,13",null,0.025]
[42883,"CRATER 4","E-17K74/054*",36,43,2380.56,1,"ks","8591728428839",94051098,3.2,3.6,1,"0,435x0,435x0,13",null,0.025]
[42884,"CRATER 4","E-26K74/054*","2x26",43,2466.88,1,"ks","8591728428846",94051098,3.3,3.7,1,"0,435x0,435x0,13",null,0.025]
[42885,"CRATER 4","E-26K74/054 32W*","2x32",43,2466.88,1,"ks","8591728428853",94051098,3.3,3.7,1,"0,435x0,435x0,13",null,0.025]
[42886,"CRATER 4","ES-26K74/054 1-10V*","2x26",43,3373.76,1,"ks","8591728428860",94051098,3.3,3.7,1,"0,435x0,435x0,13",null,0.025]
[42888,"CRATER 4","ES-26K74/054 DALI*","2x26",43,3593.2,1,"ks","8591728428884",94051098,3.3,3.7,1,"0,435x0,435x0,13",null,0.025]
[42889,"CRATER 4","IN-22K74/054 HF","2x60",43,2346.24,1,"ks","8591728428891",94051091,3.2,3.6,1,"0,435x0,435x0,13",null,0.025]
[42890,"CRATER 4","E-17K74/054 HF*",36,43,2887.04,1,"ks","8591728428907",94051098,3.3,3.67,1,"0,435x0,435x0,13",null,0.025]
[42893,"CRATER 4","NK-36/054*",36,43,3186.56,1,"ks","8591728428938",94051098,3.7,4.07,1,"0,435x0,435x0,13",null,0.025]
[42895,"CRATER 4","NK-E-36/054*",36,43,3517.28,1,"ks","8591728428952",94051098,3.7,4.07,1,"0,435x0,435x0,13",null,0.025]
[42896,"CRATER 4","NKC-226/13/054*","2x26",43,4039.36,1,"ks","8591728428969",94051098,3.8,4.17,1,"0,435x0,435x0,13",null,0.025]
[43658,"CRATER DL4","IN-22K74/054/DL4","2x75",41,2460.6400000000003,1,"ks","8591728436582",94051091,3.6,4.3,1,"0,48x0,46x0,14",null,0.031]
[43659,"CRATER DL4","IN-17K74/054/DL4*",36,41,2679.04,1,"ks","8591728436599",94051098,3.9,4.6,1,"0,48x0,46x0,14",null,0.031]
[43660,"CRATER DL4","IN-26K74/054/DL4*","2x26",41,2847.52,1,"ks","8591728436605",94051098,4,4.7,1,"0,48x0,46x0,14",null,0.031]
[43661,"CRATER DL4","E-17K74/054/DL4*",36,41,3001.44,1,"ks","8591728436612",94051098,3.7,4.4,1,"0,48x0,46x0,14",null,0.031]
[43662,"CRATER DL4","E-26K74/054/DL4*","2x26",41,3087.76,1,"ks","8591728436629",94051098,3.8,4.5,1,"0,48x0,46x0,14",null,0.031]
[43663,"CRATER DL4","E-26K74/054/DL4 32W*","2x32",41,3087.76,1,"ks","8591728436636",94051098,3.8,4.5,1,"0,48x0,46x0,14",null,0.031]
[43664,"CRATER DL4","ES-26K74/054/DL4 1-10V*","2x26",41,3994.64,1,"ks","8591728436643",94051098,3.8,4.5,1,"0,48x0,46x0,14",null,0.031]
[43666,"CRATER DL4","ES-26K74/054/DL4 DALI*","2x26",41,4214.08,1,"ks","8591728436667",94051098,3.8,4.5,1,"0,48x0,46x0,14",null,0.031]
[43667,"CRATER DL4","IN-22K74/054/DL4 HF","2x60",41,2967.12,1,"ks","8591728436674",94051091,3.7,4.4,1,"0,48x0,46x0,14",null,0.031]
[43668,"CRATER DL4","E-17K74/054/DL4 HF*",36,41,3507.92,1,"ks","8591728436681",94051098,3.8,4.5,1,"0,48x0,46x0,14",null,0.031]
[43671,"CRATER DL4","NK-36/054/DL4*",36,41,3807.44,1,"ks","8591728436711",94051098,4.2,4.9,1,"0,48x0,46x0,14",null,0.031]
[43673,"CRATER DL4","NK-E-36/054/DL4*",36,41,4138.16,1,"ks","8591728436735",94051098,4.2,4.9,1,"0,48x0,46x0,14",null,0.031]
[43674,"CRATER DL4","NKC-226/13/054/DL4*","2x26",41,4660.24,1,"ks","8591728436742",94051098,4.3,5,1,"0,48x0,46x0,14",null,0.031]
[43675,"CRATER DL4","IN-22K74/054/DL14","2x75",41,2934.88,1,"ks","8591728436759",94051091,3.6,4.3,1,"0,48x0,46x0,14",null,0.031]
[43676,"CRATER DL4","IN-17K74/054/DL14*",36,41,3153.2799999999997,1,"ks","8591728436766",94051098,3.9,4.6,1,"0,48x0,46x0,14",null,0.031]
[43677,"CRATER DL4","IN-26K74/054/DL14*","2x26",41,3321.76,1,"ks","8591728436773",94051098,4,4.7,1,"0,48x0,46x0,14",null,0.031]
[43678,"CRATER DL4","E-17K74/054/DL14*",36,41,3475.6800000000003,1,"ks","8591728436780",94051098,3.7,4.4,1,"0,48x0,46x0,14",null,0.031]
[43679,"CRATER DL4","E-26K74/054/DL14*","2x26",41,3562,1,"ks","8591728436797",94051098,3.8,4.5,1,"0,48x0,46x0,14",null,0.031]
[43680,"CRATER DL4","E-26K74/054/DL14 32W*","2x32",41,3562,1,"ks","8591728436803",94051098,3.8,4.5,1,"0,48x0,46x0,14",null,0.031]
[43681,"CRATER DL4","ES-26K74/054/DL14 1-10V*","2x26",41,4468.88,1,"ks","8591728436810",94051098,3.8,4.5,1,"0,48x0,46x0,14",null,0.031]
[43683,"CRATER DL4","ES-26K74/054/DL14 DALI*","2x26",41,4688.32,1,"ks","8591728436834",94051098,3.8,4.5,1,"0,48x0,46x0,14",null,0.031]
[43684,"CRATER DL4","IN-22K74/054/DL14 HF","2x60",41,3441.3599999999997,1,"ks","8591728436841",94051091,3.7,4.4,1,"0,48x0,46x0,14",null,0.031]
[43685,"CRATER DL4","E-17K74/054/DL14 HF*",36,41,3982.16,1,"ks","8591728436858",94051098,3.8,4.5,1,"0,48x0,46x0,14",null,0.031]
[43688,"CRATER DL4","NK-36/054/DL14*",36,41,4281.68,1,"ks","8591728436889",94051098,4.2,4.9,1,"0,48x0,46x0,14",null,0.031]
[43690,"CRATER DL4","NK-E-36/054/DL14*",36,41,4612.4,1,"ks","8591728436902",94051098,4.2,4.9,1,"0,48x0,46x0,14",null,0.031]
[43691,"CRATER DL4","NKC-226/13/054/DL14*","2x26",41,5134.48,1,"ks","8591728436919",94051098,4.3,5,1,"0,48x0,46x0,14",null,0.031]
[43692,"CRATER DL4","IN-22K74/054/DL15","2x75",41,2934.88,1,"ks","8591728436926",94051091,3.6,4.3,1,"0,48x0,46x0,14",null,0.031]
[43693,"CRATER DL4","IN-17K74/055/DL15*",36,41,3153.2799999999997,1,"ks","8591728436933",94051098,3.9,4.6,1,"0,48x0,46x0,14",null,0.031]
[43694,"CRATER DL4","IN-26K74/054/DL15*","2x26",41,3321.76,1,"ks","8591728436940",94051098,4,4.7,1,"0,48x0,46x0,14",null,0.031]
[43695,"CRATER DL4","E-17K74/054/DL15*",36,41,3475.6800000000003,1,"ks","8591728436957",94051098,3.7,4.4,1,"0,48x0,46x0,14",null,0.031]
[43696,"CRATER DL4","E-26K74/054/DL15*","2x26",41,3562,1,"ks","8591728436964",94051098,3.8,4.5,1,"0,48x0,46x0,14",null,0.031]
[43697,"CRATER DL4","E-26K74/054/DL15 32W*","2x32",41,3562,1,"ks","8591728436971",94051098,3.8,4.5,1,"0,48x0,46x0,14",null,0.031]
[43698,"CRATER DL4","ES-26K74/054/DL15 1-10V*","2x26",41,4468.88,1,"ks","8591728436988",94051098,3.8,4.5,1,"0,48x0,46x0,14",null,0.031]
[43700,"CRATER DL4","ES-26K74/054/DL15 DALI*","2x26",41,4688.32,1,"ks","8591728437008",94051098,3.8,4.5,1,"0,48x0,46x0,14",null,0.031]
[43701,"CRATER DL4","IN-22K74/054/DL15 HF","2x60",41,3441.3599999999997,1,"ks","8591728437015",94051091,3.7,4.4,1,"0,48x0,46x0,14",null,0.031]
[43702,"CRATER DL4","E-17K74/054/DL15 HF*",36,41,3982.16,1,"ks","8591728437022",94051098,3.8,4.5,1,"0,48x0,46x0,14",null,0.031]
[43705,"CRATER DL4","NK-36/054/DL15*",36,41,4281.68,1,"ks","8591728437053",94051098,4.2,4.9,1,"0,48x0,46x0,14",null,0.031]
[43707,"CRATER DL4","NK-E-36/054/DL15*",36,41,4612.4,1,"ks","8591728437077",94051098,4.2,4.9,1,"0,48x0,46x0,14",null,0.031]
[43708,"CRATER DL4","NKC-226/13/054/DL15*","2x26",41,5134.48,1,"ks","8591728437084",94051098,4.3,5,1,"0,48x0,46x0,14",null,0.031]
[42897,"CRATER 5","IN-32K86/055","3x60",43,2402.4,1,"ks","8591728428976",94051091,4.2,4.7,1,"0,515x0,495x0,14",null,0.036]
[42898,"CRATER 5","IN-27K86/055*","2x36",43,2869.3599999999997,1,"ks","8591728428983",94051098,4.5,5,1,"0,515x0,495x0,14",null,0.036]
[42899,"CRATER 5","E-204K86/055*","22+40",43,3165.76,1,"ks","8591728428990",94051098,4.3,4.8,1,"0,515x0,495x0,14",null,0.036]
[42900,"CRATER 5","E-27K86/055*","2x36",43,3165.76,1,"ks","8591728429003",94051098,4.3,4.8,1,"0,515x0,495x0,14",null,0.036]
[42901,"CRATER 5","E-28K86/055*","2x42",43,3165.76,1,"ks","8591728429010",94051098,4.3,4.8,1,"0,515x0,495x0,14",null,0.036]
[44122,"CRATER 5","ES-26K86/055 32W 1-10V*","2x32",43,4189.12,1,"ks","8591728441227",94051098,4.3,4.8,1,"0,515x0,495x0,14",null,0.036]
[44123,"CRATER 5","ES-26K86/055 32W DALI*","2x32",43,4262.96,1,"ks","8591728441234",94051098,4.3,4.8,1,"0,515x0,495x0,14",null,0.036]
[44124,"CRATER 5","ES-28K86/055 1-10V*","2x42",43,4189.12,1,"ks","8591728441241",94051098,4.3,4.8,1,"0,515x0,495x0,14",null,0.036]
[44125,"CRATER 5","ES-28K86/055 DALI*","2x42",43,4262.96,1,"ks","8591728441258",94051098,4.3,4.8,1,"0,515x0,495x0,14",null,0.036]
[42905,"CRATER 5","IN-22K86/055 HF","2x60",43,2908.88,1,"ks","8591728429058",94051091,4.3,4.8,1,"0,515x0,495x0,14",null,0.036]
[42906,"CRATER 5","E-17K86/055 HF*",36,43,3460.08,1,"ks","8591728429065",94051098,4.3,4.8,1,"0,515x0,495x0,14",null,0.036]
[42909,"CRATER 5","NK-36/055*",36,43,3724.24,1,"ks","8591728429096",94051098,4.8,5.3,1,"0,515x0,495x0,14",null,0.036]
[42911,"CRATER 5","NK-E-36/055*",36,43,4098.639999999999,1,"ks","8591728429119",94051098,4.8,5.3,1,"0,515x0,495x0,14",null,0.036]
[42912,"CRATER 5","NKC-226/13/055*","2x26",43,4429.360000000001,1,"ks","8591728429126",94051098,4.9,5.4,1,"0,515x0,495x0,14",null,0.036]
[42913,"CRATER 5","NKC-232/16/055*","2x32",43,4975.360000000001,1,"ks","8591728429133",94051098,4.9,5.4,1,"0,515x0,495x0,14",null,0.036]
[43710,"CRATER DL5","IN-32K86/055/DL4","3x60",41,3050.3199999999997,1,"ks","8591728437107",94051091,4.8,4.6,1,"0,555x0,535x0,145",null,0.043]
[43711,"CRATER DL5","IN-27K86/055/DL4*","2x36",41,3517.2799999999997,1,"ks","8591728437114",94051098,5.1,5.9,1,"0,555x0,535x0,145",null,0.043]
[43712,"CRATER DL5","E-204K86/055/DL4*","22+40",41,3813.6800000000003,1,"ks","8591728437121",94051098,4.9,5.7,1,"0,555x0,535x0,145",null,0.043]
[43713,"CRATER DL5","E-27K86/055/DL4*","2x36",41,3813.6800000000003,1,"ks","8591728437138",94051098,4.9,5.7,1,"0,555x0,535x0,145",null,0.043]
[43714,"CRATER DL5","E-28K86/055/DL4*","2x42",41,3813.6800000000003,1,"ks","8591728437145",94051098,4.9,5.7,1,"0,555x0,535x0,145",null,0.043]
[44126,"CRATER DL5","ES-26K86/055/DL4 32W 1-10V*","2x32",43,4837.04,1,"ks","8591728441265",94051098,4.3,4.8,1,"0,555x0,535x0,145",null,0.043]
[44127,"CRATER DL5","ES-26K86/055/DL4 32W DALI*","2x32",43,4910.88,1,"ks","8591728441272",94051098,4.3,4.8,1,"0,555x0,535x0,145",null,0.043]
[44128,"CRATER DL5","ES-28K86/055/DL4 1-10V*","2x42",43,4837.04,1,"ks","8591728441289",94051098,4.3,4.8,1,"0,555x0,535x0,145",null,0.043]
[44129,"CRATER DL5","ES-28K86/055/DL4 DALI*","2x42",43,4910.88,1,"ks","8591728441296",94051098,4.3,4.8,1,"0,555x0,535x0,145",null,0.043]
[43718,"CRATER DL5","IN-22K86/055/DL4 HF","2x60",41,3556.8,1,"ks","8591728437183",94051091,4.8,5.6,1,"0,555x0,535x0,145",null,0.043]
[43719,"CRATER DL5","E-17K86/055/DL4 HF*",36,41,4108,1,"ks","8591728437190",94051098,4.9,5.7,1,"0,555x0,535x0,145",null,0.043]
[43722,"CRATER DL5","NK-36/055/DL4*",36,41,4372.16,1,"ks","8591728437220",94051098,5.4,6.2,1,"0,555x0,535x0,145",null,0.043]
[43724,"CRATER DL5","NK-E-36/055/DL4*",36,41,4950.4,1,"ks","8591728437244",94051098,5.4,6.2,1,"0,555x0,535x0,145",null,0.043]
[43725,"CRATER DL5","NKC-226/13/055/DL4*","2x26",41,5249.92,1,"ks","8591728437251",94051098,5.5,6.3,1,"0,555x0,535x0,145",null,0.043]
[44130,"CRATER DL5","NKC-232/16/055/DL4*","2x32",41,5926.96,1,"ks","8591728441302",94051098,5.5,6.3,1,"0,555x0,535x0,145",null,0.043]
[43726,"CRATER DL5","IN-32K86/055/DL14","3x60",41,3647.2799999999997,1,"ks","8591728437268",94051091,4.8,5.6,1,"0,555x0,535x0,145",null,0.043]
[43727,"CRATER DL5","IN-27K86/055/DL14*","2x36",41,4114.24,1,"ks","8591728437275",94051098,5.1,5.9,1,"0,555x0,535x0,145",null,0.043]
[43728,"CRATER DL5","E-204K86/055/DL14*","22+40",41,4410.639999999999,1,"ks","8591728437282",94051098,4.9,5.7,1,"0,555x0,535x0,145",null,0.043]
[43729,"CRATER DL5","E-27K86/055/DL14*","2x36",41,4410.639999999999,1,"ks","8591728437299",94051098,4.9,5.7,1,"0,555x0,535x0,145",null,0.043]
[43730,"CRATER DL5","E-28K86/055/DL14*","2x42",41,4410.639999999999,1,"ks","8591728437305",94051098,4.9,5.7,1,"0,555x0,535x0,145",null,0.043]
[44131,"CRATER DL5","ES-26K86/055/DL14 32W 1-10V*","2x32",43,5434,1,"ks","8591728441319",94051098,4.3,4.8,1,"0,555x0,535x0,145",null,0.043]
[44132,"CRATER DL5","ES-26K86/055/DL14 32W DALI*","2x32",43,5507.84,1,"ks","8591728441326",94051098,4.3,4.8,1,"0,555x0,535x0,145",null,0.043]
[44133,"CRATER DL5","ES-28K86/055/DL14 1-10V*","2x42",43,5434,1,"ks","8591728441333",94051098,4.3,4.8,1,"0,555x0,535x0,145",null,0.043]
[44134,"CRATER DL5","ES-28K86/055/DL14 DALI*","2x42",43,5507.84,1,"ks","8591728441340",94051098,4.3,4.8,1,"0,555x0,535x0,145",null,0.043]
[43734,"CRATER DL5","IN-22K86/055/DL14 HF","2x60",41,4153.76,1,"ks","8591728437343",94051091,4.8,5.6,1,"0,555x0,535x0,145",null,0.043]
[43735,"CRATER DL5","E-17K86/055/DL14 HF*",36,41,4704.96,1,"ks","8591728437350",94051098,4.9,5.7,1,"0,555x0,535x0,145",null,0.043]
[43738,"CRATER DL5","NK-36/055/DL14*",36,41,4969.12,1,"ks","8591728437381",94051098,5.4,6.2,1,"0,555x0,535x0,145",null,0.043]
[43740,"CRATER DL5","NK-E-36/055/DL14*",36,41,5547.360000000001,1,"ks","8591728437404",94051098,5.4,6.2,1,"0,555x0,535x0,145",null,0.043]
[43741,"CRATER DL5","NKC-226/13/055/DL14*","2x26",41,5846.88,1,"ks","8591728437411",94051098,5.5,6.3,1,"0,555x0,535x0,145",null,0.043]
[44135,"CRATER DL5","NKC-232/16/055/DL14*","2x32",41,6523.92,1,"ks","8591728441357",94051098,5.5,6.3,1,"0,555x0,535x0,145",null,0.043]
[43742,"CRATER DL5","IN-32K86/055/DL15","3x60",41,3647.2799999999997,1,"ks","8591728437428",94051091,4.8,5.6,1,"0,555x0,535x0,145",null,0.043]
[43743,"CRATER DL5","IN-27K86/055/DL15*","2x36",41,4114.24,1,"ks","8591728437435",94051098,5.1,5.9,1,"0,555x0,535x0,145",null,0.043]
[43744,"CRATER DL5","E-204K86/055/DL15*","22+40",41,4410.639999999999,1,"ks","8591728437442",94051098,4.9,5.7,1,"0,555x0,535x0,145",null,0.043]
[43745,"CRATER DL5","E-27K86/055/DL15*","2x36",41,4410.639999999999,1,"ks","8591728437459",94051098,4.9,5.7,1,"0,555x0,535x0,145",null,0.043]
[43746,"CRATER DL5","E-28K86/055/DL15*","2x42",41,4410.639999999999,1,"ks","8591728437466",94051098,4.9,5.7,1,"0,555x0,535x0,145",null,0.043]
[44136,"CRATER DL5","ES-26K86/055/DL15 32W 1-10V*","2x32",43,5434,1,"ks","8591728441364",94051098,4.3,4.8,1,"0,555x0,535x0,145",null,0.043]
[44137,"CRATER DL5","ES-26K86/055/DL15 32W DALI*","2x32",43,5507.84,1,"ks","8591728441371",94051098,4.3,4.8,1,"0,555x0,535x0,145",null,0.043]
[44138,"CRATER DL5","ES-28K86/055/DL15 1-10V*","2x42",43,5434,1,"ks","8591728441388",94051098,4.3,4.8,1,"0,555x0,535x0,145",null,0.043]
[44139,"CRATER DL5","ES-28K86/055/DL15 DALI*","2x42",43,5507.84,1,"ks","8591728441395",94051098,4.3,4.8,1,"0,555x0,535x0,145",null,0.043]
[43750,"CRATER DL5","IN-22K86/055/DL15 HF","2x60",41,4153.76,1,"ks","8591728437503",94051091,4.8,5.6,1,"0,555x0,535x0,145",null,0.043]
[43751,"CRATER DL5","E-17K86/055/DL15 HF*",36,41,4704.96,1,"ks","8591728437510",94051098,4.9,5.7,1,"0,555x0,535x0,145",null,0.043]
[43754,"CRATER DL5","NK-36/055/DL15*",36,41,4969.12,1,"ks","8591728437541",94051098,5.4,6.2,1,"0,555x0,535x0,145",null,0.043]
[43756,"CRATER DL5","NK-E-36/055/DL15*",36,41,5547.360000000001,1,"ks","8591728437565",94051098,5.4,6.2,1,"0,555x0,535x0,145",null,0.043]
[43757,"CRATER DL5","NKC-226/13/055/DL15*","2x26",41,5846.88,1,"ks","8591728437572",94051098,5.5,6.3,1,"0,555x0,535x0,145",null,0.043]
[44140,"CRATER DL5","NKC-232/16/055/DL15*","2x32",41,6523.92,1,"ks","8591728441401",94051098,5.5,6.3,1,"0,555x0,535x0,145",null,0.043]
[42915,"DRACO 1","IN-12K2/251",60,43,499.84000000000003,1,"ks","8591728429157",94051091,1,1.3,1,"0,265x0,245x0,20",null,0.013]
[42916,"DRACO 1","IN-14K2/251*",13,43,678.72,1,"ks","8591728429164",94051098,1.3,1.6,1,"0,265x0,245x0,20",null,0.013]
[42917,"DRACO 1","E-14K2/251*",13,43,913.76,1,"ks","8591728429171",94051098,1.2,1.5,1,"0,265x0,245x0,20",null,0.013]
[42918,"DRACO 1","NZ-7/251*",7,43,1366.16,1,"ks","8591728429188",94051098,1.5,1.8,1,"0,265x0,245x0,20",null,0.013]
[42919,"DRACO 1","IN-12D2/251",60,43,501.91999999999996,1,"ks","8591728429195",94051091,0.9,1.2,1,"0,265x0,245x0,20",null,0.013]
[42921,"DRACO 1","E-14D2/251*",13,43,936.64,1,"ks","8591728429218",94051098,1.1,1.4,1,"0,265x0,245x0,20",null,0.013]
[42923,"DRACO 1","IN-12DU2/251",60,"43II",501.91999999999996,1,"ks","8591728429232",94051091,1,1.3,1,"0,265x0,245x0,20",null,0.013]
[42925,"DRACO 1","E-13DU2/251*",9,"43II",1032.3200000000002,1,"ks","8591728429256",94051098,1.2,1.5,1,"0,265x0,245x0,20",null,0.013]
[42926,"DRACO 1","NZ-7/DU/251*",7,"43II",1447.28,1,"ks","8591728429263",94051098,1.5,1.8,1,"0,265x0,245x0,20",null,0.013]
[43760,"DRACO DL1","IN-12K2/251/DL4",60,41,856.56,1,"ks","8591728437602",94051091,1.2,1.5,1,"0,265x0,245x0,20",null,0.013]
[43761,"DRACO DL1","IN-14K2/251/DL4*",13,41,1035.44,1,"ks","8591728437619",94051098,1.5,1.8,1,"0,265x0,245x0,20",null,0.013]
[43762,"DRACO DL1","E-14K2/251/DL4*",13,41,1270.48,1,"ks","8591728437626",94051098,1.4,1.7,1,"0,265x0,245x0,20",null,0.013]
[43763,"DRACO DL1","NZ-7/251/DL4*",7,41,1722.88,1,"ks","8591728437633",94051098,1.7,2,1,"0,265x0,245x0,20",null,0.013]
[43772,"DRACO DL1","IN-12K2/251/DL14",60,41,1077.04,1,"ks","8591728437725",94051091,1.2,1.5,1,"0,265x0,245x0,20",null,0.013]
[43773,"DRACO DL1","IN-14K2/251/DL14*",13,41,1255.92,1,"ks","8591728437732",94051098,1.5,1.8,1,"0,265x0,245x0,20",null,0.013]
[43774,"DRACO DL1","E-14K2/251/DL14*",13,41,1490.96,1,"ks","8591728437749",94051098,1.4,1.7,1,"0,265x0,245x0,20",null,0.013]
[43775,"DRACO DL1","NZ-7/251/DL14*",7,41,1943.36,1,"ks","8591728437756",94051098,1.7,2,1,"0,265x0,245x0,20",null,0.013]
[43784,"DRACO DL1","IN-12K2/251/DL15",60,41,1077.04,1,"ks","8591728437848",94051091,1.2,1.5,1,"0,265x0,245x0,20",null,0.013]
[43785,"DRACO DL1","IN-14K2/251/DL15*",13,41,1255.92,1,"ks","8591728437855",94051098,1.5,1.8,1,"0,265x0,245x0,20",null,0.013]
[43786,"DRACO DL1","E-14K2/251/DL15 *",13,41,1490.96,1,"ks","8591728437862",94051098,1.4,1.7,1,"0,265x0,245x0,20",null,0.013]
[43787,"DRACO DL1","NZ-7/251/DL15*",7,41,1943.36,1,"ks","8591728437879",94051098,1.7,2,1,"0,265x0,245x0,20",null,0.013]
[42927,"DRACO 2","IN-12K53/252",100,43,593,1,"ks","8591728429270",94051091,1.9,2.3,1,"0,335x0,315x0,215",null,0.023]
[42928,"DRACO 2","IN-22K53/252","2x60",43,636.6800000000001,1,"ks","8591728429287",94051091,2,2.4,1,"0,335x0,315x0,215",null,0.023]
[42929,"DRACO 2","IN-15K53/252*",18,43,771.88,1,"ks","8591728429294",94051098,2.3,2.7,1,"0,335x0,315x0,215",null,0.023]
[42930,"DRACO 2","IN-16K53/252*",26,43,785.4,1,"ks","8591728429300",94051098,2.3,2.7,1,"0,335x0,315x0,215",null,0.023]
[42931,"DRACO 2","IN-24K53/252*","2x13",43,995.48,1,"ks","8591728429317",94051098,2.4,2.8,1,"0,335x0,315x0,215",null,0.023]
[42932,"DRACO 2","E-14K53/252*",13,43,1132.76,1,"ks","8591728429324",94051098,2.1,2.5,1,"0,335x0,315x0,215",null,0.023]
[42933,"DRACO 2","E-15K53/252*",18,43,1132.76,1,"ks","8591728429331",94051098,2.1,2.5,1,"0,335x0,315x0,215",null,0.023]
[42934,"DRACO 2","E-16K53/252*",26,43,1132.76,1,"ks","8591728429348",94051098,2.1,2.5,1,"0,335x0,315x0,215",null,0.023]
[42935,"DRACO 2","E-24K53/252*","2x13",43,1243,1,"ks","8591728429355",94051098,2.2,2.6,1,"0,335x0,315x0,215",null,0.023]
[42936,"DRACO 2","IN-12K53/252 HF",60,43,1099.48,1,"ks","8591728429362",94051091,2,2.4,1,"0,335x0,315x0,215",null,0.023]
[42937,"DRACO 2","E-15K53/252 HF*",18,43,1618.44,1,"ks","8591728429379",94051098,2.2,2.6,1,"0,335x0,315x0,215",null,0.023]
[42938,"DRACO 2","E-16K53/252 HF*",26,43,1618.44,1,"ks","8591728429386",94051098,2.2,2.6,1,"0,335x0,315x0,215",null,0.023]
[42939,"DRACO 2","NZ-13/252*",13,43,1572.68,1,"ks","8591728429393",94051098,2.4,2.8,1,"0,335x0,315x0,215",null,0.023]
[42940,"DRACO 2","NK-E-13/252*",13,43,2269.48,1,"ks","8591728429409",94051098,2.5,2.9,1,"0,335x0,315x0,215",null,0.023]
[44141,"DRACO 2","NK-E-18/252*",18,43,2269.48,1,"ks","8591728441418",94051098,2.5,2.9,1,"0,335x0,315x0,215",null,0.023]
[42941,"DRACO 2","IN-12D53/252",100,43,616.92,1,"ks","8591728429416",94051091,1.8,2.2,1,"0,335x0,315x0,215",null,0.023]
[42947,"DRACO 2","E-16D53/252*",26,43,1171.24,1,"ks","8591728429478",94051098,2,2.4,1,"0,335x0,315x0,215",null,0.023]
[42954,"DRACO 2","IN-12DU53/252",100,"43II",628.36,1,"ks","8591728429546",94051091,1.9,2.3,1,"0,335x0,315x0,215",null,0.023]
[42956,"DRACO 2","E-14DU53/252*",13,"43II",1311.6399999999999,1,"ks","8591728429560",94051098,2.1,2.5,1,"0,335x0,315x0,215",null,0.023]
[42957,"DRACO 2","NZ-13/DU/252*",13,"43II",1712.04,1,"ks","8591728429577",94051098,2.4,2.8,1,"0,335x0,315x0,215",null,0.023]
[43796,"DRACO DL2","IN-12K53/252/DL4",100,41,1062.04,1,"ks","8591728437961",94051091,2.2,2.6,1,"0,335x0,315x0,215",null,0.023]
[43797,"DRACO DL2","IN-22K53/252/DL4","2x60",41,1105.72,1,"ks","8591728437978",94051091,2.3,2.7,1,"0,335x0,315x0,215",null,0.023]
[43798,"DRACO DL2","IN-15K53/252/DL4*",18,41,1240.92,1,"ks","8591728437985",94051098,2.6,3,1,"0,335x0,315x0,215",null,0.023]
[43799,"DRACO DL2","IN-16K53/252/DL4*",26,41,1254.44,1,"ks","8591728437992",94051098,2.6,3,1,"0,335x0,315x0,215",null,0.023]
[43800,"DRACO DL2","IN-24K53/252/DL4*","2x13",41,1464.52,1,"ks","8591728438005",94051098,2.7,3.1,1,"0,335x0,315x0,215",null,0.023]
[43801,"DRACO DL2","E-15K53/252/DL4*",18,41,1601.8,1,"ks","8591728438012",94051098,2.4,2.8,1,"0,335x0,315x0,215",null,0.023]
[43802,"DRACO DL2","E-16K53/252/DL4*",26,41,1601.8,1,"ks","8591728438029",94051098,2.4,2.8,1,"0,335x0,315x0,215",null,0.023]
[43803,"DRACO DL2","E-24K53/252/DL4*","2x13",41,1712.04,1,"ks","8591728438036",94051098,2.5,2.9,1,"0,335x0,315x0,215",null,0.023]
[43804,"DRACO DL2","IN-12K53/252/DL4 HF*",60,41,1568.52,1,"ks","8591728438043",94051091,2.3,2.7,1,"0,335x0,315x0,215",null,0.023]
[43805,"DRACO DL2","E-15K53/252/DL4 HF*",18,41,2087.48,1,"ks","8591728438050",94051098,2.5,2.9,1,"0,335x0,315x0,215",null,0.023]
[43806,"DRACO DL2","E-16K53/252/DL4 HF*",26,41,2087.48,1,"ks","8591728438067",94051098,2.5,2.9,1,"0,335x0,315x0,215",null,0.023]
[43807,"DRACO DL2","NZ-13/252/DL4*",13,41,2041.72,1,"ks","8591728438074",94051098,2.7,3.1,1,"0,335x0,315x0,215",null,0.023]
[43808,"DRACO DL2","NK-E-13/252/DL4*",13,41,2738.52,1,"ks","8591728438081",94051098,2.8,3.2,1,"0,335x0,315x0,215",null,0.023]
[44142,"DRACO DL2","NK-E-18/252/DL4*",18,43,2738.52,1,"ks","8591728441425",94051098,2.5,2.9,1,"0,335x0,315x0,215",null,0.023]
[43825,"DRACO DL2","IN-12K53/252/DL14",100,41,1321,1,"ks","8591728438258",94051091,2.2,2.6,1,"0,335x0,315x0,215",null,0.023]
[43826,"DRACO DL2","IN-22K53/252/DL14","2x60",41,1364.6799999999998,1,"ks","8591728438265",94051091,2.3,2.7,1,"0,335x0,315x0,215",null,0.023]
[43827,"DRACO DL2","IN-15K53/252/DL14*",18,41,1499.88,1,"ks","8591728438272",94051098,2.6,3,1,"0,335x0,315x0,215",null,0.023]
[43828,"DRACO DL2","IN-16K53/252/DL14*",26,41,1513.4,1,"ks","8591728438289",94051098,2.6,3,1,"0,335x0,315x0,215",null,0.023]
[43829,"DRACO DL2","IN-24K53/252/DL14*","2x13",41,1723.48,1,"ks","8591728438296",94051098,2.7,3.1,1,"0,335x0,315x0,215",null,0.023]
[43830,"DRACO DL2","E-15K53/252/DL14*",18,41,1860.76,1,"ks","8591728438302",94051098,2.4,2.8,1,"0,335x0,315x0,215",null,0.023]
[43831,"DRACO DL2","E-16K53/252/DL14*",26,41,1860.76,1,"ks","8591728438319",94051098,2.4,2.8,1,"0,335x0,315x0,215",null,0.023]
[43832,"DRACO DL2","E-24K53/252/DL14*","2x13",41,1971,1,"ks","8591728438326",94051098,2.5,2.9,1,"0,335x0,315x0,215",null,0.023]
[43833,"DRACO DL2","IN-12K53/252/DL14 HF",60,41,1827.48,1,"ks","8591728438333",94051091,2.3,2.7,1,"0,335x0,315x0,215",null,0.023]
[43834,"DRACO DL2","E-15K53/252/DL14 HF*",18,41,2346.44,1,"ks","8591728438340",94051098,2.5,2.9,1,"0,335x0,315x0,215",null,0.023]
[43835,"DRACO DL2","E-16K53/252/DL14 HF*",26,41,2346.44,1,"ks","8591728438357",94051098,2.5,2.9,1,"0,335x0,315x0,215",null,0.023]
[43836,"DRACO DL2","NZ-13/252/DL14*",13,41,2300.6800000000003,1,"ks","8591728438364",94051098,2.7,3.1,1,"0,335x0,315x0,215",null,0.023]
[43537,"DRACO DL2","NK-E-13/252/DL14*",13,41,2997.48,1,"ks","8591728435370",94051098,2.8,3.2,1,"0,335x0,315x0,215",null,0.023]
[44143,"DRACO DL2","NK-E-18/252/DL14*",18,43,2997.48,1,"ks","8591728441432",94051098,2.5,2.9,1,"0,335x0,315x0,215",null,0.023]
[43854,"DRACO DL2","IN-12K53/252/DL15",100,41,1321,1,"ks","8591728438548",94051091,2.2,2.6,1,"0,335x0,315x0,215",null,0.023]
[43855,"DRACO DL2","IN-22K53/252/DL15","2x60",41,1364.6799999999998,1,"ks","8591728438555",94051091,2.3,2.7,1,"0,335x0,315x0,215",null,0.023]
[43856,"DRACO DL2","IN-15K53/252/DL15*",18,41,1499.88,1,"ks","8591728438562",94051098,2.6,3,1,"0,335x0,315x0,215",null,0.023]
[43857,"DRACO DL2","IN-16K53/252/DL15*",26,41,1513.4,1,"ks","8591728438579",94051098,2.6,3,1,"0,335x0,315x0,215",null,0.023]
[43858,"DRACO DL2","IN-24K53/252/DL15*","2x13",41,1723.48,1,"ks","8591728438586",94051098,2.7,3.1,1,"0,335x0,315x0,215",null,0.023]
[43859,"DRACO DL2","E-15K53/252/DL15*",18,41,1860.76,1,"ks","8591728438593",94051098,2.4,2.8,1,"0,335x0,315x0,215",null,0.023]
[43860,"DRACO DL2","E-16K53/252/DL15*",26,41,1860.76,1,"ks","8591728438609",94051098,2.4,2.8,1,"0,335x0,315x0,215",null,0.023]
[43861,"DRACO DL2","E-24K53/252/DL15*","2x13",41,1971,1,"ks","8591728438616",94051098,2.5,2.9,1,"0,335x0,315x0,215",null,0.023]
[43862,"DRACO DL2","IN-12K53/252/DL15 HF*",60,41,1827.48,1,"ks","8591728438623",94051091,2.3,2.7,1,"0,335x0,315x0,215",null,0.023]
[43863,"DRACO DL2","E-15K53/252/DL15 HF*",18,41,2346.44,1,"ks","8591728438630",94051098,2.5,2.9,1,"0,335x0,315x0,215",null,0.023]
[43864,"DRACO DL2","E-16K53/252/DL15 HF*",26,41,2346.44,1,"ks","8591728438647",94051098,2.5,2.9,1,"0,335x0,315x0,215",null,0.023]
[43865,"DRACO DL2","NZ-13/252/DL15*",13,41,2300.6800000000003,1,"ks","8591728438654",94051098,2.7,3.1,1,"0,335x0,315x0,215",null,0.023]
[43866,"DRACO DL2","NK-E-13/252/DL15*",13,41,2997.48,1,"ks","8591728438661",94051098,2.8,3.2,1,"0,335x0,315x0,215",null,0.023]
[44144,"DRACO DL2","NK-E-18/252/DL15*",18,43,2997.48,1,"ks","8591728441449",94051098,2.5,2.9,1,"0,335x0,315x0,215",null,0.023]
[42959,"DRACO 3","IN-12K64/253",100,43,1029.2,1,"ks","8591728429591",94051091,2.9,3.4,1,"0,41x0,39x0,24",null,0.038]
[42960,"DRACO 3","IN-22K64/253","2x75",43,1062.48,1,"ks","8591728429607",94051091,3,3.5,1,"0,41x0,39x0,24",null,0.038]
[42961,"DRACO 3","IN-16K64/253*",26,43,1221.6,1,"ks","8591728429614",94051098,3.3,3.8,1,"0,41x0,39x0,24",null,0.038]
[42962,"DRACO 3","IN-25K64/253*","2x18",43,1421.28,1,"ks","8591728429621",94051098,3.4,3.9,1,"0,41x0,39x0,24",null,0.038]
[42963,"DRACO 3","E-16K64/253* ",26,43,1568.96,1,"ks","8591728429638",94051098,3.1,3.6,1,"0,41x0,39x0,24",null,0.038]
[42964,"DRACO 3","E-25K64/253*","2x18",43,1689.6,1,"ks","8591728429645",94051098,3.2,3.7,1,"0,41x0,39x0,24",null,0.038]
[42965,"DRACO 3","ES-25K64/253 1-10V*","2x18",43,2563.2,1,"ks","8591728429652",94051098,3.2,3.7,1,"0,41x0,39x0,24",null,0.038]
[42967,"DRACO 3","ES-25K64/253 DALI*","2x18",43,2782.6400000000003,1,"ks","8591728429676",94051098,3.2,3.7,1,"0,41x0,39x0,24",null,0.038]
[42968,"DRACO 3","IN-12K64/253 HF",75,43,1535.6799999999998,1,"ks","8591728429683",94051091,3,3.5,1,"0,41x0,39x0,24",null,0.038]
[42969,"DRACO 3","E-16K64/253 HF*",26,43,2075.44,1,"ks","8591728429690",94051098,3.2,3.7,1,"0,41x0,39x0,24",null,0.038]
[42970,"DRACO 3","NZ-18/253*",18,43,2008.88,1,"ks","8591728429706",94051098,3.4,3.9,1,"0,41x0,39x0,24",null,0.038]
[42972,"DRACO 3","NK-26/253*",26,43,2316.7200000000003,1,"ks","8591728429720",94051098,3.5,4,1,"0,41x0,39x0,24",null,0.038]
[42973,"DRACO 3","NK-E-18/253*",18,43,2705.6800000000003,1,"ks","8591728429737",94051098,3.5,4,1,"0,41x0,39x0,24",null,0.038]
[42974,"DRACO 3","NK-E-26/253*",26,43,2705.6800000000003,1,"ks","8591728429744",94051098,3.5,4,1,"0,41x0,39x0,24",null,0.038]
[44145,"DRACO 3","NK-E-26/253 HF*",26,43,3251.68,1,"ks","8591728441456",94051098,3.5,4,1,"0,41x0,39x0,24",null,0.038]
[42976,"DRACO 3","IN-22D64/253","2x60",43,1122.8,1,"ks","8591728429768",94051091,2.8,3.3,1,"0,41x0,39x0,24",null,0.038]
[42979,"DRACO 3","E-16D64/253*",26,43,1662.56,1,"ks","8591728429799",94051098,3,3.5,1,"0,41x0,39x0,24",null,0.038]
[42980,"DRACO 3","E-25D64/253*","2x18",43,1749.92,1,"ks","8591728429805",94051098,3.1,3.6,1,"0,41x0,39x0,24",null,0.038]
[42989,"DRACO 3","IN-22DU64/253","2x60","43II",1122.8,1,"ks","8591728429898",94051091,3,3.5,1,"0,41x0,39x0,24",null,0.038]
[42991,"DRACO 3","E-16DU64/253*",26,"43II",1720.8,1,"ks","8591728429911",94051098,3.1,3.6,1,"0,41x0,39x0,24",null,0.038]
[42992,"DRACO 3","NZ-18/DU/253*",18,"43II",2222.08,1,"ks","8591728429928",94051098,3.4,3.9,1,"0,41x0,39x0,24",null,0.038]
[42993,"DRACO 3","NK-E-13/DU/253*",13,"43II",2768.08,1,"ks","8591728429935",94051098,3.5,4,1,"0,41x0,39x0,24",null,0.038]
[43883,"DRACO DL3","IN-12K64/253/DL4",100,41,1558.56,1,"ks","8591728438838",94051091,3.3,3.8,1,"0,41x0,39x0,24",null,0.038]
[43884,"DRACO DL3","IN-22K64/253/DL4","2x75",41,1591.8400000000001,1,"ks","8591728438845",94051091,3.4,3.9,1,"0,41x0,39x0,24",null,0.038]
[43885,"DRACO DL3","IN-16K64/253/DL4*",26,41,1750.96,1,"ks","8591728438852",94051098,3.7,4.2,1,"0,41x0,39x0,24",null,0.038]
[43886,"DRACO DL3","IN-25K64/253/DL4*","2x18",41,1950.64,1,"ks","8591728438869",94051098,3.8,4.3,1,"0,41x0,39x0,24",null,0.038]
[43887,"DRACO DL3","E-16K64/253/DL4*",26,41,2098.3199999999997,1,"ks","8591728438876",94051098,3.5,4,1,"0,41x0,39x0,24",null,0.038]
[43888,"DRACO DL3","E-25K64/253/DL4*","2x18",41,2218.96,1,"ks","8591728438883",94051098,3.6,4.1,1,"0,41x0,39x0,24",null,0.038]
[43889,"DRACO DL3","ES-25K64/253/DL4 1-10V*","2x18",41,3092.56,1,"ks","8591728438890",94051098,3.6,4.1,1,"0,41x0,39x0,24",null,0.038]
[43891,"DRACO DL3","ES-25K64/253/DL4 DALI*","2x18",41,3312,1,"ks","8591728438913",94051098,3.6,4.1,1,"0,41x0,39x0,24",null,0.038]
[43892,"DRACO DL3","IN-12K64/253/DL4 HF",75,41,2065.04,1,"ks","8591728438920",94051091,3.4,3.9,1,"0,41x0,39x0,24",null,0.038]
[43893,"DRACO DL3","E-16K64/253/DL4 HF*",26,41,2604.8,1,"ks","8591728438937",94051098,3.6,4.1,1,"0,41x0,39x0,24",null,0.038]
[43894,"DRACO DL3","NZ-18/253/DL4*",18,41,2538.24,1,"ks","8591728438944",94051098,3.8,4.3,1,"0,41x0,39x0,24",null,0.038]
[43896,"DRACO DL3","NK-26/253/DL4*",26,41,2846.08,1,"ks","8591728438968",94051098,3.9,4.4,1,"0,41x0,39x0,24",null,0.038]
[43897,"DRACO DL3","NK-E-18/253/DL4*",18,41,3235.04,1,"ks","8591728438975",94051098,3.9,4.4,1,"0,41x0,39x0,24",null,0.038]
[43898,"DRACO DL3","NK-E-26/253/DL4*",26,41,3235.04,1,"ks","8591728438982",94051098,3.9,4.4,1,"0,41x0,39x0,24",null,0.038]
[55307,"DRACO DL3","NK-E-26/253/DL4 HF*",26,41,3781.04,1,"ks","8591728553074",94051098,3.9,4.4,1,"0,41x0,39x0,24",null,0.038]
[43918,"DRACO DL3","IN-12K64/253/DL14",100,41,1931.92,1,"ks","8591728439187",94051091,3.3,3.8,1,"0,41x0,39x0,24",null,0.038]
[43919,"DRACO DL3","IN-22K64/253/DL14","2x75",41,1965.2,1,"ks","8591728439194",94051091,3.4,3.9,1,"0,41x0,39x0,24",null,0.038]
[43920,"DRACO DL3","IN-16K64/253/DL14*",26,41,2124.3199999999997,1,"ks","8591728439200",94051098,3.7,4.2,1,"0,41x0,39x0,24",null,0.038]
[43921,"DRACO DL3","IN-25K64/253/DL14*","2x18",41,2324,1,"ks","8591728439217",94051098,3.8,4.3,1,"0,41x0,39x0,24",null,0.038]
[43922,"DRACO DL3","E-16K64/253/DL14*",26,41,2471.6800000000003,1,"ks","8591728439224",94051098,3.5,4,1,"0,41x0,39x0,24",null,0.038]
[43923,"DRACO DL3","E-25K64/253/DL14*","2x18",41,2592.3199999999997,1,"ks","8591728439231",94051098,3.6,4.1,1,"0,41x0,39x0,24",null,0.038]
[43924,"DRACO DL3","ES-25K64/253/DL14 1-10V*","2x18",41,3465.92,1,"ks","8591728439248",94051098,3.6,4.1,1,"0,41x0,39x0,24",null,0.038]
[43926,"DRACO DL3","ES-25K64/253/DL14 DALI*","2x18",41,3685.36,1,"ks","8591728439262",94051098,3.6,4.1,1,"0,41x0,39x0,24",null,0.038]
[43927,"DRACO DL3","IN-12K64/253/DL14 HF",75,41,2438.4,1,"ks","8591728439279",94051091,3.4,3.9,1,"0,41x0,39x0,24",null,0.038]
[43928,"DRACO DL3","E-16K64/253/DL14 HF*",26,41,2978.16,1,"ks","8591728439286",94051098,3.6,4.1,1,"0,41x0,39x0,24",null,0.038]
[43929,"DRACO DL3","NZ-18/253/DL14*",18,41,2911.6,1,"ks","8591728439293",94051098,3.8,4.3,1,"0,41x0,39x0,24",null,0.038]
[43931,"DRACO DL3","NK-26/253/DL14*",26,41,3219.44,1,"ks","8591728439316",94051098,3.9,4.4,1,"0,41x0,39x0,24",null,0.038]
[43932,"DRACO DL3","NK-E-18/253/DL14*",18,41,3608.4,1,"ks","8591728439323",94051098,3.9,4.4,1,"0,41x0,39x0,24",null,0.038]
[43933,"DRACO DL3","NK-E-26/253/DL14*",26,41,3608.4,1,"ks","8591728439330",94051098,3.9,4.4,1,"0,41x0,39x0,24",null,0.038]
[55308,"DRACO DL3","NK-E-26/253/DL14 HF*",26,41,4154.4,1,"ks","8591728553081",94051098,3.9,4.4,1,"0,41x0,39x0,24",null,0.038]
[43953,"DRACO DL3","IN-12K64/253/DL15 ",100,41,1931.92,1,"ks","8591728439538",94051091,3.3,3.8,1,"0,41x0,39x0,24",null,0.038]
[43954,"DRACO DL3","IN-22K64/253/DL15","2x75",41,1965.2,1,"ks","8591728439545",94051091,3.4,3.9,1,"0,41x0,39x0,24",null,0.038]
[43955,"DRACO DL3","IN-16K64/253/DL15*",26,41,2124.3199999999997,1,"ks","8591728439552",94051098,3.7,4.2,1,"0,41x0,39x0,24",null,0.038]
[43956,"DRACO DL3","IN-25K64/253/DL15*","2x18",41,2324,1,"ks","8591728439569",94051098,3.8,4.3,1,"0,41x0,39x0,24",null,0.038]
[43957,"DRACO DL3","E-16K64/253/DL15*",26,41,2471.6800000000003,1,"ks","8591728439576",94051098,3.5,4,1,"0,41x0,39x0,24",null,0.038]
[43958,"DRACO DL3","E-25K64/253/DL15*","2x18",41,2592.3199999999997,1,"ks","8591728439583",94051098,3.6,4.1,1,"0,41x0,39x0,24",null,0.038]
[43959,"DRACO DL3","ES-25K64/253/DL15 1-10V*","2x18",41,3465.92,1,"ks","8591728439590",94051098,3.6,4.1,1,"0,41x0,39x0,24",null,0.038]
[43961,"DRACO DL3","ES-25K64/253/DL15 DALI*","2x18",41,3685.36,1,"ks","8591728439613",94051098,3.6,4.1,1,"0,41x0,39x0,24",null,0.038]
[43962,"DRACO DL3","IN-12K64/253/DL15 HF",75,41,2438.4,1,"ks","8591728439620",94051091,3.4,3.9,1,"0,41x0,39x0,24",null,0.038]
[43963,"DRACO DL3","E-16K64/253/DL15 HF*",26,41,2978.16,1,"ks","8591728439637",94051098,3.6,4.1,1,"0,41x0,39x0,24",null,0.038]
[43964,"DRACO DL3","NZ-18/253/DL15*",18,41,2911.6,1,"ks","8591728439644",94051098,3.8,4.3,1,"0,41x0,39x0,24",null,0.038]
[43966,"DRACO DL3","NK-26/253/DL15*",26,41,3219.44,1,"ks","8591728439668",94051098,3.9,4.4,1,"0,41x0,39x0,24",null,0.038]
[43967,"DRACO DL3","NK-E-18/253/DL15*",18,41,3608.4,1,"ks","8591728439675",94051098,3.9,4.4,1,"0,41x0,39x0,24",null,0.038]
[43968,"DRACO DL3","NK-E-26/253/DL15*",26,41,3608.4,1,"ks","8591728439682",94051098,3.9,4.4,1,"0,41x0,39x0,24",null,0.038]
[55309,"DRACO DL3","NK-E-26/253/DL15 HF*",26,41,4154.4,1,"ks","8591728553098",94051098,3.9,4.4,1,"0,41x0,39x0,24",null,0.038]
[42995,"DRACO 4","IN-22K74/254","2x75",43,2021.76,1,"ks","8591728429959",94051091,3.5,4.2,1,"0,48x0,46x0,245",null,0.054]
[42996,"DRACO 4","IN-17K74/254*",36,43,2240.16,1,"ks","8591728429966",94051098,3.8,4.5,1,"0,48x0,46x0,245",null,0.054]
[42997,"DRACO 4","IN-26K74/254*","2x26",43,2408.64,1,"ks","8591728429973",94051098,3.9,4.6,1,"0,48x0,46x0,245",null,0.054]
[42998,"DRACO 4","E-17K74/254*",36,43,2562.56,1,"ks","8591728429980",94051098,3.6,4.3,1,"0,48x0,46x0,245",null,0.054]
[42999,"DRACO 4","E-26K74/254*","2x26",43,2648.88,1,"ks","8591728429997",94051098,3.7,4.4,1,"0,48x0,46x0,245",null,0.054]
[43000,"DRACO 4","E-26K74/254 32W*","2x32",43,2648.88,1,"ks","8591728430009",94051098,3.7,4.4,1,"0,48x0,46x0,245",null,0.054]
[43001,"DRACO 4","ES-26K74/254 1-10V*","2x26",43,3555.76,1,"ks","8591728430016",94051098,3.7,4.4,1,"0,48x0,46x0,245",null,0.054]
[43003,"DRACO 4","ES-26K74/254 DALI*","2x26",43,3775.2,1,"ks","8591728430030",94051098,3.7,4.4,1,"0,48x0,46x0,245",null,0.054]
[43004,"DRACO 4","IN-22K74/254 HF","2x60",43,2528.24,1,"ks","8591728430047",94051091,3.6,4.3,1,"0,48x0,46x0,245",null,0.054]
[43005,"DRACO 4","E-17K74/254 HF*",36,43,3069.04,1,"ks","8591728430054",94051098,3.7,4.4,1,"0,48x0,46x0,245",null,0.054]
[43008,"DRACO 4","NK-36/254*",36,43,3368.56,1,"ks","8591728430085",94051098,3.9,4.6,1,"0,48x0,46x0,245",null,0.054]
[43010,"DRACO 4","NK-E-36/254*",36,43,3699.28,1,"ks","8591728430108",94051098,3.9,4.6,1,"0,48x0,46x0,245",null,0.054]
[43011,"DRACO 4","NKC-226/13/254*","2x26",43,4221.360000000001,1,"ks","8591728430115",94051098,4,4.7,1,"0,48x0,46x0,245",null,0.054]
[44300,"DRACO DL4","IN-22K74/254/DL4","2x75",41,2642.6400000000003,1,"ks","8591728443009",94051091,4,4.7,1,"0,48x0,46x0,245",null,0.054]
[44301,"DRACO DL4","IN-17K74/254/DL4*",36,41,2861.04,1,"ks","8591728443016",94051098,4.3,5,1,"0,48x0,46x0,245",null,0.054]
[44302,"DRACO DL4","IN-26K74/254/DL4*","2x26",41,3029.52,1,"ks","8591728443023",94051098,4.4,5.1,1,"0,48x0,46x0,245",null,0.054]
[44303,"DRACO DL4","E-17K74/254/DL4*",36,41,3183.44,1,"ks","8591728443030",94051098,4.1,4.8,1,"0,48x0,46x0,245",null,0.054]
[44304,"DRACO DL4","E-26K74/254/DL4*","2x26",41,3269.76,1,"ks","8591728443047",94051098,4.2,4.9,1,"0,48x0,46x0,245",null,0.054]
[44305,"DRACO DL4","E-26K74/254/DL4 32W*","2x32",41,3269.76,1,"ks","8591728443054",94051098,4.2,4.9,1,"0,48x0,46x0,245",null,0.054]
[44306,"DRACO DL4","ES-26K74/254/DL4 1-10V*","2x26",41,4176.639999999999,1,"ks","8591728443061",94051098,4.2,4.9,1,"0,48x0,46x0,245",null,0.054]
[44308,"DRACO DL4","ES-26K74/254/DL4 DALI*","2x26",41,4396.08,1,"ks","8591728443085",94051098,4.2,4.9,1,"0,48x0,46x0,245",null,0.054]
[44309,"DRACO DL4","IN-22K74/254/DL4 HF","2x60",41,3149.12,1,"ks","8591728443092",94051091,4.1,4.8,1,"0,48x0,46x0,245",null,0.054]
[44310,"DRACO DL4","E-17K74/254/DL4 HF*",36,41,3689.92,1,"ks","8591728443108",94051098,4.2,4.9,1,"0,48x0,46x0,245",null,0.054]
[44313,"DRACO DL4","NK-36/254/DL4*",36,41,3989.44,1,"ks","8591728443139",94051098,4.4,5.1,1,"0,48x0,46x0,245",null,0.054]
[44315,"DRACO DL4","NK-E-36/254/DL4*",36,41,4320.16,1,"ks","8591728443153",94051098,4.4,5.1,1,"0,48x0,46x0,245",null,0.054]
[44316,"DRACO DL4","NKC-226/13/254/DL4*","2x26",41,4842.24,1,"ks","8591728443160",94051098,4.5,5.2,1,"0,48x0,46x0,245",null,0.054]
[44317,"DRACO DL4","IN-22K74/254/DL14","2x75",41,3116.88,1,"ks","8591728443177",94051091,4,4.7,1,"0,48x0,46x0,245",null,0.054]
[44318,"DRACO DL4","IN-17K74/254/DL14*",36,41,3335.2799999999997,1,"ks","8591728443184",94051098,4.3,5,1,"0,48x0,46x0,245",null,0.054]
[44319,"DRACO DL4","IN-26K74/254/DL14*","2x26",41,3503.76,1,"ks","8591728443191",94051098,4.4,5.1,1,"0,48x0,46x0,245",null,0.054]
[44320,"DRACO DL4","E-17K74/254/DL14*",36,41,3657.6800000000003,1,"ks","8591728443207",94051098,4.1,4.8,1,"0,48x0,46x0,245",null,0.054]
[44321,"DRACO DL4","E-26K74/254/DL14*","2x26",41,3744,1,"ks","8591728443214",94051098,4.2,4.9,1,"0,48x0,46x0,245",null,0.054]
[44322,"DRACO DL4","E-26K74/254/DL14 32W*","2x32",41,3744,1,"ks","8591728443221",94051098,4.2,4.9,1,"0,48x0,46x0,245",null,0.054]
[44323,"DRACO DL4","ES-26K74/254/DL14 1-10V*","2x26",41,4650.88,1,"ks","8591728443238",94051098,4.2,4.9,1,"0,48x0,46x0,245",null,0.054]
[44325,"DRACO DL4","ES-26K74/254/DL14 DALI*","2x26",41,4870.32,1,"ks","8591728443252",94051098,4.2,4.9,1,"0,48x0,46x0,245",null,0.054]
[44326,"DRACO DL4","IN-22K74/254/DL14 HF","2x60",41,3623.3599999999997,1,"ks","8591728443269",94051091,4.1,4.8,1,"0,48x0,46x0,245",null,0.054]
[44327,"DRACO DL4","E-17K74/254/DL14 HF*",36,41,4164.16,1,"ks","8591728443276",94051098,4.2,4.9,1,"0,48x0,46x0,245",null,0.054]
[44330,"DRACO DL4","NK-36/254/DL14*",36,41,4463.68,1,"ks","8591728443306",94051098,4.4,5.1,1,"0,48x0,46x0,245",null,0.054]
[44332,"DRACO DL4","NK-E-36/254/DL14*",36,41,4794.4,1,"ks","8591728443320",94051098,4.4,5.1,1,"0,48x0,46x0,245",null,0.054]
[44333,"DRACO DL4","NKC-226/13/254/DL14*","2x26",41,5316.48,1,"ks","8591728443337",94051098,4.5,5.2,1,"0,48x0,46x0,245",null,0.054]
[44334,"DRACO DL4","IN-22K74/254/DL15 ","2x75",41,3116.88,1,"ks","8591728443344",94051091,4,4.7,1,"0,48x0,46x0,245",null,0.054]
[44335,"DRACO DL4","IN-17K74/254/DL15*",36,41,3335.2799999999997,1,"ks","8591728443351",94051098,4.3,5,1,"0,48x0,46x0,245",null,0.054]
[44336,"DRACO DL4","IN-26K74/254/DL15*","2x26",41,3503.76,1,"ks","8591728443368",94051098,4.4,5.1,1,"0,48x0,46x0,245",null,0.054]
[44337,"DRACO DL4","E-17K74/254/DL15*",36,41,3657.6800000000003,1,"ks","8591728443375",94051098,4.1,4.8,1,"0,48x0,46x0,245",null,0.054]
[44338,"DRACO DL4","E-26K74/254/DL15*","2x26",41,3744,1,"ks","8591728443382",94051098,4.2,4.9,1,"0,48x0,46x0,245",null,0.054]
[44339,"DRACO DL4","E-26K74/254/DL15 32W*","2x32",41,3744,1,"ks","8591728443399",94051098,4.2,4.9,1,"0,48x0,46x0,245",null,0.054]
[44340,"DRACO DL4","ES-26K74/254/DL15 1-10V*","2x26",41,4650.88,1,"ks","8591728443405",94051098,4.2,4.9,1,"0,48x0,46x0,245",null,0.054]
[44342,"DRACO DL4","ES-26K74/254/DL15 DALI*","2x26",41,4870.32,1,"ks","8591728443429",94051098,4.2,4.9,1,"0,48x0,46x0,245",null,0.054]
[44343,"DRACO DL4","IN-22K74/254/DL15 HF","2x60",41,3623.3599999999997,1,"ks","8591728443436",94051091,4.1,4.8,1,"0,48x0,46x0,245",null,0.054]
[44344,"DRACO DL4","E-17K74/254/DL15 HF*",36,41,4164.16,1,"ks","8591728443443",94051098,4.2,4.9,1,"0,48x0,46x0,245",null,0.054]
[44347,"DRACO DL4","NK-36/254/DL15*",36,41,4463.68,1,"ks","8591728443474",94051098,4.4,5.1,1,"0,48x0,46x0,245",null,0.054]
[44349,"DRACO DL4","NK-E-36/254/DL15*",36,41,4794.4,1,"ks","8591728443498",94051098,4.4,5.1,1,"0,48x0,46x0,245",null,0.054]
[44350,"DRACO DL4","NKC-226/13/254/DL15*","2x26",41,5316.48,1,"ks","8591728443504",94051098,4.5,5.2,1,"0,48x0,46x0,245",null,0.054]
[43012,"DRACO 5","IN-32K86/255","3x60",43,2754.4,1,"ks","8591728430122",94051091,4.3,5.1,1,"0,555x0,535x0,245",null,0.073]
[43013,"DRACO 5","IN-27K86/255*","2x36",43,3221.3599999999997,1,"ks","8591728430139",94051098,4.6,5.4,1,"0,555x0,535x0,245",null,0.073]
[43014,"DRACO 5","E-204K86/255*","22+40",43,3517.76,1,"ks","8591728430146",94051098,4.4,5.2,1,"0,555x0,535x0,245",null,0.073]
[43015,"DRACO 5","E-27K86/255*","2x36",43,3517.76,1,"ks","8591728430153",94051098,4.4,5.2,1,"0,555x0,535x0,245",null,0.073]
[43016,"DRACO 5","E-28K86/255*","2x42",43,3517.76,1,"ks","8591728430160",94051098,4.4,5.2,1,"0,555x0,535x0,245",null,0.073]
[44146,"DRACO 5","ES-26K86/255 32W 1-10V*","2x32",43,4541.12,1,"ks","8591728441463",94051098,4.4,5.2,1,"0,555x0,535x0,245",null,0.073]
[44147,"DRACO 5","ES-26K86/255 32W DALI*","2x32",43,4614.96,1,"ks","8591728441470",94051098,4.4,5.2,1,"0,555x0,535x0,245",null,0.073]
[44148,"DRACO 5","ES-28K86/255 1-10V*","2x42",43,4541.12,1,"ks","8591728441487",94051098,4.4,5.2,1,"0,555x0,535x0,245",null,0.073]
[44149,"DRACO 5","ES-28K86/255 DALI*","2x42",43,4614.96,1,"ks","8591728441494",94051098,4.4,5.2,1,"0,555x0,535x0,245",null,0.073]
[43020,"DRACO 5","IN-22K86/255 HF","2x60",43,3260.88,1,"ks","8591728430207",94051091,4.3,5.1,1,"0,555x0,535x0,245",null,0.073]
[43021,"DRACO 5","E-17K86/255 HF*",36,43,3812.08,1,"ks","8591728430214",94051098,4.5,5.3,1,"0,555x0,535x0,245",null,0.073]
[43024,"DRACO 5","NK-36/255*",36,43,4076.24,1,"ks","8591728430245",94051098,4.9,5.7,1,"0,555x0,535x0,245",null,0.073]
[43026,"DRACO 5","NK-E-36/255*",36,43,4654.48,1,"ks","8591728430269",94051098,4.9,5.7,1,"0,555x0,535x0,245",null,0.073]
[43027,"DRACO 5","NKC-226/13/255*","2x26",43,4954,1,"ks","8591728430276",94051098,5,5.8,1,"0,555x0,535x0,245",null,0.073]
[43028,"DRACO 5","NKC-232/16/255*","2x32",43,5631.04,1,"ks","8591728430283",94051098,5,5.8,1,"0,555x0,535x0,245",null,0.073]
[44351,"DRACO DL5","IN-32K86/255/DL4","3x60",41,3402.3199999999997,1,"ks","8591728443511",94051091,4.9,5.7,1,"0,555x0,535x0,245",null,0.073]
[44352,"DRACO DL5","IN-27K86/255/DL4*","2x36",41,3869.2799999999997,1,"ks","8591728443528",94051098,5.2,6,1,"0,555x0,535x0,245",null,0.073]
[44353,"DRACO DL5","E-204K86/255/DL4*","22+40",41,4165.68,1,"ks","8591728443535",94051098,5,5.8,1,"0,555x0,535x0,245",null,0.073]
[44354,"DRACO DL5","E-27K86/255/DL4*","2x36",41,4165.68,1,"ks","8591728443542",94051098,5,5.8,1,"0,555x0,535x0,245",null,0.073]
[44355,"DRACO DL5","E-28K86/255/DL4*","2x42",41,4165.68,1,"ks","8591728443559",94051098,5,5.8,1,"0,555x0,535x0,245",null,0.073]
[44150,"DRACO DL5","ES-26K86/255/DL4 32W 1-10V*","2x32",43,5189.04,1,"ks","8591728441500",94051098,4.4,5.2,1,"0,555x0,535x0,245",null,0.073]
[44151,"DRACO DL5","ES-26K86/255/DL4 32W DALI*","2x32",43,5262.88,1,"ks","8591728441517",94051098,4.4,5.2,1,"0,555x0,535x0,245",null,0.073]
[44152,"DRACO DL5","ES-28K86/255/DL4 1-10V*","2x42",43,5189.04,1,"ks","8591728441524",94051098,4.4,5.2,1,"0,555x0,535x0,245",null,0.073]
[44153,"DRACO DL5","ES-28K86/255/DL4 DALI*","2x42",43,5262.88,1,"ks","8591728441531",94051098,4.4,5.2,1,"0,555x0,535x0,245",null,0.073]
[44359,"DRACO DL5","IN-22K86/255/DL4 HF","2x60",41,3908.8,1,"ks","8591728443597",94051091,4.9,5.7,1,"0,555x0,535x0,245",null,0.073]
[44360,"DRACO DL5","E-17K86/255/DL4 HF*",36,41,4460,1,"ks","8591728443603",94051098,5.1,5.9,1,"0,555x0,535x0,245",null,0.073]
[44363,"DRACO DL5","NK-36/255/DL4*",36,41,4724.16,1,"ks","8591728443634",94051098,5.5,6.3,1,"0,555x0,535x0,245",null,0.073]
[44365,"DRACO DL5","NK-E-36/255/DL4*",36,41,5302.4,1,"ks","8591728443658",94051098,5.5,6.3,1,"0,555x0,535x0,245",null,0.073]
[44366,"DRACO DL5","NKC-226/13/255/DL4*","2x26",41,5601.92,1,"ks","8591728443665",94051098,5.6,6.4,1,"0,555x0,535x0,245",null,0.073]
[44154,"DRACO DL5","NKC-232/16/255/DL4*","2x32",41,6278.96,1,"ks","8591728441548",94051098,5.6,6.4,1,"0,555x0,535x0,245",null,0.073]
[44367,"DRACO DL5","IN-32K86/255/DL14","3x60",41,3999.2799999999997,1,"ks","8591728443672",94051091,4.9,5.7,1,"0,555x0,535x0,245",null,0.073]
[44368,"DRACO DL5","IN-27K86/255/DL14*","2x36",41,4466.24,1,"ks","8591728443689",94051098,5.2,6,1,"0,555x0,535x0,245",null,0.073]
[44369,"DRACO DL5","E-204K86/255/DL14*","22+40",41,4762.639999999999,1,"ks","8591728443696",94051098,5,5.8,1,"0,555x0,535x0,245",null,0.073]
[44370,"DRACO DL5","E-27K86/255/DL14*","2x36",41,4762.639999999999,1,"ks","8591728443702",94051098,5,5.8,1,"0,555x0,535x0,245",null,0.073]
[44371,"DRACO DL5","E-28K86/255/DL14*","2x42",41,4762.639999999999,1,"ks","8591728443719",94051098,5,5.8,1,"0,555x0,535x0,245",null,0.073]
[44155,"DRACO DL5","ES-26K86/255/DL14 32W 1-10V*","2x32",43,5786,1,"ks","8591728441555",94051098,4.4,5.2,1,"0,555x0,535x0,245",null,0.073]
[44156,"DRACO DL5","ES-26K86/255/DL14 32W DALI*","2x32",43,5859.84,1,"ks","8591728441562",94051098,4.4,5.2,1,"0,555x0,535x0,245",null,0.073]
[44157,"DRACO DL5","ES-28K86/255/DL14 1-10V*","2x42",43,5786,1,"ks","8591728441579",94051098,4.4,5.2,1,"0,555x0,535x0,245",null,0.073]
[44158,"DRACO DL5","ES-28K86/255/DL14 DALI*","2x42",43,5859.84,1,"ks","8591728441586",94051098,4.4,5.2,1,"0,555x0,535x0,245",null,0.073]
[44375,"DRACO DL5","IN-22K86/255/DL14 HF","2x60",41,4505.76,1,"ks","8591728443757",94051091,4.9,5.7,1,"0,555x0,535x0,245",null,0.073]
[44376,"DRACO DL5","E-17K86/255/DL14 HF*",36,41,5056.96,1,"ks","8591728443764",94051098,5.1,5.9,1,"0,555x0,535x0,245",null,0.073]
[44379,"DRACO DL5","NK-36/255/DL14*",36,41,5321.12,1,"ks","8591728443795",94051098,5.5,6.3,1,"0,555x0,535x0,245",null,0.073]
[44381,"DRACO DL5","NK-E-36/255/DL14*",36,41,5899.360000000001,1,"ks","8591728443818",94051098,5.5,6.3,1,"0,555x0,535x0,245",null,0.073]
[44382,"DRACO DL5","NKC-226/13/255/DL14*","2x26",41,6198.88,1,"ks","8591728443825",94051098,5.6,6.4,1,"0,555x0,535x0,245",null,0.073]
[44159,"DRACO DL5","NKC-232/16/255/DL14*","2x32",41,6875.92,1,"ks","8591728441593",94051098,5.6,6.4,1,"0,555x0,535x0,245",null,0.073]
[44383,"DRACO DL5","IN-32K86/255/DL15","3x60",41,3999.2799999999997,1,"ks","8591728443832",94051091,4.9,5.7,1,"0,555x0,535x0,245",null,0.073]
[44384,"DRACO DL5","IN-27K86/255/DL15*","2x36",41,4466.24,1,"ks","8591728443849",94051098,5.2,6,1,"0,555x0,535x0,245",null,0.073]
[44385,"DRACO DL5","E-204K86/255/DL15*","22+40",41,4762.639999999999,1,"ks","8591728443856",94051098,5,5.8,1,"0,555x0,535x0,245",null,0.073]
[44386,"DRACO DL5","E-27K86/255/DL15*","2x36",41,4762.639999999999,1,"ks","8591728443863",94051098,5,5.8,1,"0,555x0,535x0,245",null,0.073]
[44387,"DRACO DL5","E-28K86/255/DL15*","2x42",41,4762.639999999999,1,"ks","8591728443870",94051098,5,5.8,1,"0,555x0,535x0,245",null,0.073]
[44160,"DRACO DL5","ES-26K86/255/DL15 32W 1-10V*","2x32",43,5786,1,"ks","8591728441609",94051098,4.4,5.2,1,"0,555x0,535x0,245",null,0.073]
[44161,"DRACO DL5","ES-26K86/255/DL15 32W DALI*","2x32",43,5859.84,1,"ks","8591728441616",94051098,4.4,5.2,1,"0,555x0,535x0,245",null,0.073]
[44162,"DRACO DL5","ES-28K86/255/DL15 1-10V*","2x42",43,5786,1,"ks","8591728441623",94051098,4.4,5.2,1,"0,555x0,535x0,245",null,0.073]
[44163,"DRACO DL5","ES-28K86/255/DL15 DALI*","2x42",43,5859.84,1,"ks","8591728441630",94051098,4.4,5.2,1,"0,555x0,535x0,245",null,0.073]
[44391,"DRACO DL5","IN-22K86/255/DL15 HF","2x60",41,4505.76,1,"ks","8591728443917",94051091,4.9,5.7,1,"0,555x0,535x0,245",null,0.073]
[44392,"DRACO DL5","E-17K86/255/DL15 HF*",36,41,5056.96,1,"ks","8591728443924",94051098,5.1,5.9,1,"0,555x0,535x0,245",null,0.073]
[44395,"DRACO DL5","NK-36/255/DL15*",36,41,5321.12,1,"ks","8591728443955",94051098,5.5,6.3,1,"0,555x0,535x0,245",null,0.073]
[44397,"DRACO DL5","NK-E-36/255/DL15*",36,41,5899.360000000001,1,"ks","8591728443979",94051098,5.5,6.3,1,"0,555x0,535x0,245",null,0.073]
[44398,"DRACO DL5","NKC-226/13/255/DL15*","2x26",41,6198.88,1,"ks","8591728443986",94051098,5.6,6.4,1,"0,555x0,535x0,245",null,0.073]
[44164,"DRACO DL5","NKC-232/16/255/DL15*","2x32",41,6875.92,1,"ks","8591728441647",94051098,5.6,6.4,1,"0,555x0,535x0,245",null,0.073]
[43971,"STYX 1","IN-12BD1/192 B",25,65,797,1,"ks","8591728439712",94051091,1,1.2,1,"0,21x0,21x0,205",null,0.009]
[58021,"STYX 1","IN-12BD1/192 C",25,65,797,1,"ks","8591728580216",94051091,1,1.2,1,"0,21x0,21x0,205",null,0.009]
[44980,"STYX 1","IN-12BD1/192 S",25,65,870,1,"ks","8591728449803",94051091,1,1.2,1,"0,21x0,21x0,205",null,0.009]
[44981,"STYX 1","IN-12BD1/192 CR",25,65,870,1,"ks","8591728449810",94051091,1,1.2,1,"0,21x0,21x0,205",null,0.009]
[44982,"STYX 1","IN-12BD1/192 MS",25,65,870,1,"ks","8591728449827",94051091,1,1.2,1,"0,21x0,21x0,205",null,0.009]
[58020,"STYX 1","E-14BD1/192 B",13,65,1297,1,"ks","8591728580209",94051098,1.2,1.4,1,"0,21x0,21x0,205",null,0.009]
[58022,"STYX 1","E-14BD1/192 C",13,65,1297,1,"ks","8591728580223",94051098,1.2,1.4,1,"0,21x0,21x0,205",null,0.009]
[44983,"STYX 1","E-14BD1/192 S",13,65,1370,1,"ks","8591728449834",94051098,1.2,1.4,1,"0,21x0,21x0,205",null,0.009]
[44984,"STYX 1","E-14BD1/192 CR",13,65,1370,1,"ks","8591728449841",94051098,1.2,1.4,1,"0,21x0,21x0,205",null,0.009]
[44985,"STYX 1","E-14BD1/192 MS",13,65,1370,1,"ks","8591728449858",94051098,1.2,1.4,1,"0,21x0,21x0,205",null,0.009]
[43972,"STYX 2","IN-12BD1/193 B",60,65,869,1,"ks","8591728439729",94051091,1.7,2,1,"0,31x0,31x0,305",null,0.029]
[58024,"STYX 2","IN-12BD1/193 C",60,65,869,1,"ks","8591728580247",94051091,1.7,2,1,"0,31x0,31x0,305",null,0.029]
[44986,"STYX 2","IN-12BD1/193 S",60,65,942,1,"ks","8591728449865",94051091,1.7,2,1,"0,31x0,31x0,305",null,0.029]
[44987,"STYX 2","IN-12BD1/193 CR",60,65,942,1,"ks","8591728449872",94051091,1.7,2,1,"0,31x0,31x0,305",null,0.029]
[44988,"STYX 2","IN-12BD1/193 MS",60,65,942,1,"ks","8591728449889",94051091,1.7,2,1,"0,31x0,31x0,305",null,0.029]
[58023,"STYX 2","E-15BD1/193 B",18,65,1369,1,"ks","8591728580230",94051098,1.7,2,1,"0,26x0,26x0,255",null,0.017]
[58025,"STYX 2","E-15BD1/193 C",18,65,1369,1,"ks","8591728580254",94051098,1.7,2,1,"0,26x0,26x0,255",null,0.017]
[44989,"STYX 2","E-15BD1/193 S",18,65,1442,1,"ks","8591728449896",94051098,1.7,2,1,"0,26x0,26x0,255",null,0.017]
[44990,"STYX 2","E-15BD1/193 CR",18,65,1442,1,"ks","8591728449902",94051098,1.7,2,1,"0,26x0,26x0,255",null,0.017]
[44991,"STYX 2","E-15BD1/193 MS",18,65,1442,1,"ks","8591728449919",94051098,1.7,2,1,"0,26x0,26x0,255",null,0.017]
[43973,"STYX 3","IN-12BD1/194 B",60,65,1073,1,"ks","8591728439736",94051091,1.7,2,1,"0,31x0,31x0,305",null,0.029]
[58027,"STYX 3","IN-12BD1/194 C",60,65,1073,1,"ks","8591728580278",94051091,1.7,2,1,"0,31x0,31x0,305",null,0.029]
[45000,"STYX 3","IN-12BD1/194 S",60,65,1146,1,"ks","8591728450007",94051091,1.7,2,1,"0,31x0,31x0,305",null,0.029]
[45001,"STYX 3","IN-12BD1/194 CR",60,65,1146,1,"ks","8591728450014",94051091,1.7,2,1,"0,31x0,31x0,305",null,0.029]
[45002,"STYX 3","IN-12BD1/194 MS",60,65,1146,1,"ks","8591728450021",94051091,1.7,2,1,"0,31x0,31x0,305",null,0.029]
[58026,"STYX 3","E-16BD1/194 B",26,65,1573,1,"ks","8591728580261",94051098,1.9,2.2,1,"0,31x0,31x0,305",null,0.029]
[58028,"STYX 3","E-16BD1/194 C",26,65,1573,1,"ks","8591728580285",94051098,1.9,2.2,1,"0,31x0,31x0,305",null,0.029]
[45003,"STYX 3","E-16BD1/194 S",26,65,1646,1,"ks","8591728450038",94051098,1.9,2.2,1,"0,31x0,31x0,305",null,0.029]
[45004,"STYX 3","E-16BD1/194 CR",26,65,1646,1,"ks","8591728450045",94051098,1.9,2.2,1,"0,31x0,31x0,305",null,0.029]
[44005,"STYX 3","E-16BD1/194 MS",26,65,1646,1,"ks","8591728440053",94051098,1.9,2.2,1,"0,31x0,31x0,305",null,0.029]
[43975,"STYX 4","IN-12BD1/196 B",75,65,2173,1,"ks","8591728439750",94051091,3.3,3.8,1,"0,405x0,405x0,41",null,0.067]
[58029,"STYX 4","IN-12BD1/196 C",75,65,2173,1,"ks","8591728580292",94051091,3.3,3.8,1,"0,405x0,405x0,41",null,0.067]
[45006,"STYX 4","IN-12BD1/196 S",75,65,2246,1,"ks","8591728450069",94051091,3.3,3.8,1,"0,405x0,405x0,41",null,0.067]
[45007,"STYX 4","IN-12BD1/196 CR",75,65,2246,1,"ks","8591728450076",94051091,3.3,3.8,1,"0,405x0,405x0,41",null,0.067]
[45008,"STYX 4","IN-12BD1/196 MS",75,65,2246,1,"ks","8591728450083",94051091,3.3,3.8,1,"0,405x0,405x0,41",null,0.067]
[43970,"STYX 4","E-26BD1/196 B","2x26",65,2761,1,"ks","8591728439705",94051098,3.6,4.1,1,"0,405x0,405x0,41",null,0.067]
[58030,"STYX 4","E-26BD1/196 C","2x26",65,2461,1,"ks","8591728580308",94051098,3.6,4.1,1,"0,405x0,405x0,41",null,0.067]
[45009,"STYX 4","E-26BD1/196 S","2x26",65,2834,1,"ks","8591728450090",94051098,3.6,4.1,1,"0,405x0,405x0,41",null,0.067]
[45010,"STYX 4","E-26BD1/196 CR","2x26",65,2834,1,"ks","8591728450106",94051098,3.6,4.1,1,"0,405x0,405x0,41",null,0.067]
[45011,"STYX 4","E-26BD1/196 MS","2x26",65,2834,1,"ks","8591728450113",94051098,3.6,4.1,1,"0,405x0,405x0,41",null,0.067]
[50500,"ATIK","IN-12BD1/101 B",40,65,1283,1,"ks","8591728505004",94051091,1.7,2,1,"0,31x0,31x0,305",null,0.029]
[50501,"ATIK","IN-12BD1/101 C",40,65,1283,1,"ks","8591728505011",94051091,1.7,2,1,"0,31x0,31x0,305",null,0.029]
[50502,"ATIK","IN-12BD1/101 S",40,65,1356,1,"ks","8591728505028",94051091,1.7,2,1,"0,31x0,31x0,305",null,0.029]
[50503,"ATIK","IN-12BD1/101 CR",40,65,1356,1,"ks","8591728505035",94051091,1.7,2,1,"0,31x0,31x0,305",null,0.029]
[50504,"ATIK","IN-12BD1/101 MS",40,65,1356,1,"ks","8591728505042",94051091,1.7,2,1,"0,31x0,31x0,305",null,0.029]
[50505,"ATIK","E-16BD1/101 B",26,65,1783,1,"ks","8591728505059",94051098,1.7,2,1,"0,31x0,31x0,305",null,0.029]
[50506,"ATIK","E-16BD1/101 C",26,65,1783,1,"ks","8591728505066",94051098,1.7,2,1,"0,31x0,31x0,305",null,0.029]
[50508,"ATIK","E-16BD1/101 CR",26,65,1856,1,"ks","8591728505080",94051098,1.7,2,1,"0,31x0,31x0,305",null,0.029]
[50509,"ATIK","E-16BD1/101 MS",26,65,1856,1,"ks","8591728505097",94051098,1.7,2,1,"0,31x0,31x0,305",null,0.029]
[50512,"AFRA","IN-12BD1/102 S",40,65,1286,1,"ks","8591728505127",94051091,1.7,2,1,"0,31x0,31x0,305",null,0.029]
[50513,"AFRA","IN-12BD1/102 CR",40,65,1286,1,"ks","8591728505134",94051091,1.7,2,1,"0,31x0,31x0,305",null,0.029]
[50516,"AFRA","E-16BD1/102 C",26,65,1713,1,"ks","8591728505165",94051098,1.7,2,1,"0,31x0,31x0,305",null,0.029]
[50517,"AFRA","E-16BD1/102 S",26,65,1786,1,"ks","8591728505172",94051098,1.7,2,1,"0,31x0,31x0,305",null,0.029]
[50520,"AKIE","IN-12BD1/103 B",40,65,1203,1,"ks","8591728505202",94051091,1.7,2,1,"0,31x0,31x0,305",null,0.029]
[50525,"AKIE","E-15BD1/103 B",18,65,1703,1,"ks","8591728505257",94051098,1.7,2,1,"0,31x0,31x0,305",null,0.029]
[45668,"ORCUS DK","E-26K56/472/DK4*","2x26",41,2187,1,"ks","8591728456689",94051098,4.3,4.8,1,"0,36x0,36x0,34",null,0.044]
[45676,"ORCUS DK","E-16K56/472/DK4 HF*",26,41,2619.6400000000003,1,"ks","8591728456764",94051098,4.3,4.8,1,"0,36x0,36x0,34",null,0.044]
[45665,"ORCUS DK","E-16K56/472/DK12*",26,41,2663.32,1,"ks","8591728456658",94051098,4.2,4.7,1,"0,36x0,36x0,34",null,0.044]
[45669,"ORCUS DK","E-26K56/472/DK12*","2x26",41,2773.56,1,"ks","8591728456696",94051098,4.3,4.8,1,"0,36x0,36x0,34",null,0.044]
[45681,"ORCUS DK","NK-E-26/472/DK12*",26,41,3800.04,1,"ks","8591728456818",94051098,4.6,5.1,1,"0,36x0,36x0,34",null,0.044]
[45662,"ORCUS DK","IN-12K56/472/DK14",100,41,1799.08,1,"ks","8591728456627",94051091,4,4.5,1,"0,36x0,36x0,34",null,0.044]
[45674,"ORCUS DK","IN-12K56/472/DK14 HF*",60,41,2345.08,1,"ks","8591728456740",94051091,4.1,4.6,1,"0,36x0,36x0,34",null,0.044]
[45678,"ORCUS DK","E-16K56/472/DK14 HF*",26,41,2873.4,1,"ks","8591728456788",94051098,4.3,4.8,1,"0,36x0,36x0,34",null,0.044]
[45667,"ORCUS DK","E-16K56/472/DK15*",26,41,2327.4,1,"ks","8591728456672",94051098,4.2,4.7,1,"0,36x0,36x0,34",null,0.044]
[45671,"ORCUS DK","E-26K56/472/DK15*","2x26",41,2437.6400000000003,1,"ks","8591728456719",94051098,4.3,4.8,1,"0,36x0,36x0,34",null,0.044]
[45683,"ORCUS DK","NK-E-26/472/DK15*",26,41,3464.12,1,"ks","8591728456832",94051098,4.6,5.1,1,"0,36x0,36x0,34",null,0.044]
[41742,"KIRA 1","IN-14BT12/312*",13,44,704.96,1,"ks","8591728417420",94051098,1.6,1.8,1,"0,255x0,255x0,235",null,0.015]
[41744,"KIRA 1","NZ-7/T/312*",7,44,1392.4,1,"ks","8591728417444",94051098,1.8,2,1,"0,255x0,255x0,235",null,0.015]
[41770,"KIRA D1","IN-12B12/312/X4",75,20,652.96,1,"ks","8591728417703",94051091,1.7,2,1,"0,255x0,255x0,235",null,0.015]
[43152,"KIRA D1","E-15B12/312/X4*",18,20,1066.88,1,"ks","8591728431525",94051098,1.8,2.1,1,"0,255x0,255x0,235",null,0.015]
[41773,"KIRA D1","NZ-7/312/X4*",7,20,1519.28,1,"ks","8591728417734",94051098,2.1,2.4,1,"0,255x0,255x0,235",null,0.015]
[41776,"KIRA D1","E-14B12/312/X11*",13,20,1316.48,1,"ks","8591728417765",94051098,1.8,2.1,1,"0,255x0,255x0,235",null,0.015]
[43153,"KIRA D1","E-15B12/312/X11*",18,20,1316.48,1,"ks","8591728431532",94051098,1.8,2.1,1,"0,255x0,255x0,235",null,0.015]
[41779,"KIRA D1","IN-14B12/312/X12*",13,20,1269.68,1,"ks","8591728417796",94051098,1.9,2.2,1,"0,255x0,255x0,235",null,0.015]
[41781,"KIRA D1","NZ-7/312/X12*",7,20,1957.1200000000001,1,"ks","8591728417819",94051098,2.1,2.4,1,"0,255x0,255x0,235",null,0.015]
[41783,"KIRA D1","IN-14B12/312/X13*",13,20,1134.48,1,"ks","8591728417833",94051098,1.9,2.2,1,"0,255x0,255x0,235",null,0.015]
[41784,"KIRA D1","E-14B12/312/X13*",13,20,1369.52,1,"ks","8591728417840",94051098,1.8,2.1,1,"0,255x0,255x0,235",null,0.015]
[41745,"KIRA 2","IN-12BT13/313",100,44,819.12,1,"ks","8591728417451",94051091,2.3,2.6,1,"0,305x0,305x0,285",null,0.027]
[41746,"KIRA 2","IN-15BT13/313*",18,44,998,1,"ks","8591728417468",94051098,2.5,2.6,1,"0,305x0,305x0,285",null,0.027]
[41749,"KIRA 2","E-15BT13/313*",18,44,1368.24,1,"ks","8591728417499",94051098,2.4,2.7,1,"0,305x0,305x0,285",null,0.027]
[41750,"KIRA 2","E-16BT13/313*",26,44,1368.24,1,"ks","8591728417505",94051098,2.4,2.7,1,"0,305x0,305x0,285",null,0.027]
[46126,"KIRA 2","IN-12BT13/313 HF",60,44,1325.6,1,"ks","8591728461263",94051091,2.4,2.7,1,"0,305x0,305x0,285",null,0.027]
[41752,"KIRA 2","NZ-13/T/313*",13,44,1798.8,1,"ks","8591728417529",94051098,2.7,3,1,"0,305x0,305x0,285",null,0.027]
[41832,"KIRA D2","IN-15B13/313/X4*",18,20,1161.28,1,"ks","8591728418328",94051098,2.9,3.3,1,"0,305x0,305x0,285",null,0.027]
[41833,"KIRA D2","IN-16B13/313/X4*",26,20,1174.8,1,"ks","8591728418335",94051098,2.9,3.3,1,"0,305x0,305x0,285",null,0.027]
[41837,"KIRA D2","E-24B13/313/X4*","2x13",20,1652.16,1,"ks","8591728418373",94051098,2.9,3.3,1,"0,305x0,305x0,285",null,0.027]
[43156,"KIRA D2","E-25B13/313/X4*","2x18",20,1652.16,1,"ks","8591728431563",94051098,2.9,3.3,1,"0,305x0,305x0,285",null,0.027]
[41840,"KIRA D2","NK-E-13/313/X4*",13,20,2668.24,1,"ks","8591728418403",94051098,3.3,3.7,1,"0,305x0,305x0,285",null,0.027]
[41841,"KIRA D2","IN-12B13/313/X11",100,20,1268.4,1,"ks","8591728418410",94051091,2.7,3.1,1,"0,305x0,305x0,285",null,0.027]
[41845,"KIRA D2","IN-24B13/313/X11*","2x13",20,1679.2,1,"ks","8591728418458",94051098,3,3.4,1,"0,305x0,305x0,285",null,0.027]
[41846,"KIRA D2","E-15B13/313/X11*",18,20,1817.52,1,"ks","8591728418465",94051098,2.8,3.2,1,"0,305x0,305x0,285",null,0.027]
[43157,"KIRA D2","E-25B13/313/X11*","2x18",20,1938.16,1,"ks","8591728431570",94051098,2.9,3.3,1,"0,305x0,305x0,285",null,0.027]
[46180,"KIRA D2","IN-12B13/313/X11 HF",60,20,1774.88,1,"ks","8591728461805",94051091,2.8,3.2,1,"0,305x0,305x0,285",null,0.027]
[41851,"KIRA D2","NK-E-13/313/X11*",13,20,2954.2400000000002,1,"ks","8591728418519",94051098,3.3,3.7,1,"0,305x0,305x0,285",null,0.027]
[41855,"KIRA D2","IN-16B13/313/X12*",26,20,1742.64,1,"ks","8591728418557",94051098,2.9,3.3,1,"0,305x0,305x0,285",null,0.027]
[41858,"KIRA D2","E-16B13/313/X12*",26,20,2099.36,1,"ks","8591728418588",94051098,2.8,3.2,1,"0,305x0,305x0,285",null,0.027]
[41859,"KIRA D2","E-24B13/313/X12*","2x13",20,2220,1,"ks","8591728418595",94051098,2.9,3.3,1,"0,305x0,305x0,285",null,0.027]
[41861,"KIRA D2","NZ-13/313/X12*",13,20,2529.92,1,"ks","8591728418618",94051098,3.1,3.5,1,"0,305x0,305x0,285",null,0.027]
[41862,"KIRA D2","NK-E-13/313/X12*",13,20,3236.08,1,"ks","8591728418625",94051098,3.3,3.7,1,"0,305x0,305x0,285",null,0.027]
[41866,"KIRA D2","IN-16B13/313/X13*",26,20,1529.44,1,"ks","8591728418663",94051098,2.9,3.3,1,"0,305x0,305x0,285",null,0.027]
[41867,"KIRA D2","IN-24B13/313/X13*","2x13",20,1747.8400000000001,1,"ks","8591728418670",94051098,3,3.4,1,"0,305x0,305x0,285",null,0.027]
[41870,"KIRA D2","E-24B13/313/X13*","2x13",20,2006.8,1,"ks","8591728418700",94051098,2.9,3.3,1,"0,305x0,305x0,285",null,0.027]
[46182,"KIRA D2","IN-12B13/313/X13 HF",60,20,1843.52,1,"ks","8591728461829",94051091,2.8,3.2,1,"0,305x0,305x0,285",null,0.027]
[44962,"PYRAMUS 1","IN-12U3/323",100,43,1941.4,1,"ks","8591728449629",94051091,2.3,2.6,1,"0,28x0,27x0,28",null,0.021]
[44963,"PYRAMUS 1","E-16U3/323*",18,43,2466.6,1,"ks","8591728449636",94051098,2.7,3,1,"0,28x0,27x0,28",null,0.021]
[44966,"PYRAMUS 2","E-16K65/324",26,43,2695.32,1,"ks","8591728449667",94051098,3.4,3.9,1,"0,32x0,32x0,25",null,0.026]
[44967,"PYRAMUS 2","ES-25K65/324 1-10V","2x18",43,3722.84,1,"ks","8591728449674",94051098,3.5,3.9,1,"0,32x0,32x0,25",null,0.026]
[44970,"PYRAMUS 2","E-16K65/324 HF",26,43,3201.8,1,"ks","8591728449704",94051098,3.5,3.8,1,"0,32x0,32x0,25",null,0.026]
[44971,"PYRAMUS 2","NK-E-26/324",26,43,3832.04,1,"ks","8591728449711",94051098,3.8,4.2,1,"0,32x0,32x0,25",null,0.026]
[44974,"PYRAMUS 3","ES-25K64/334 1-10V","2x18",43,3426.84,1,"ks","8591728449742",94051098,3.1,3.5,1,"0,335x0,335x0,17",null,0.02]
[44975,"PYRAMUS 3","ES-25K64/334 DALI","2x18",43,3646.2799999999997,1,"ks","8591728449759",94051098,3.1,3.5,1,"0,335x0,335x0,17",null,0.02]
[44978,"PYRAMUS 3","NK-E-26/334",26,43,3536.04,1,"ks","8591728449780",94051098,3.4,3.8,1,"0,335x0,335x0,17",null,0.02]
[42431,"MIRA D","E-26S6/195/S4*","2x26",43,2983.56,1,"ks","8591728424312",94051098,4.8,5.7,1,"0,405x0,405x0,425",null,0.07]
[42573,"MIRA D","ES-26S6/195/S4 DALI*","2x26",43,4109.88,1,"ks","8591728425739",94051098,4.8,5.6,1,"0,405x0,405x0,425",null,0.07]
[46183,"MIRA D","IN-12S6/195/S4 HF",75,43,2862.92,1,"ks","8591728461836",94051091,4.8,5.6,1,"0,405x0,405x0,425",null,0.07]
[42435,"MIRA D","E-26S6/195/S11*","2x26",43,3521.24,1,"ks","8591728424350",94051098,4.8,5.6,1,"0,405x0,405x0,425",null,0.07]
[44635,"MIRA D","E-26S6/195/S11 32W*","2x32",43,3521.24,1,"ks","8591728446352",94051098,4.8,5.6,1,"0,405x0,405x0,425",null,0.07]
[46184,"MIRA D","IN-12S6/195/S11 HF",75,43,3400.6000000000004,1,"ks","8591728461843",94051091,4.7,5.6,1,"0,405x0,405x0,425",null,0.07]
[42437,"MIRA D","NK-E-26/195/S11*  ",26,43,4657.96,1,"ks","8591728424374",94051098,4.9,5.7,1,"0,405x0,405x0,425",null,0.07]
[44636,"MIRA D","E-26S6/195/S12 32W*","2x32",43,4012.12,1,"ks","8591728446369",94051098,4.8,5.6,1,"0,405x0,405x0,425",null,0.07]
[42577,"MIRA D","ES-26S6/195/S12 1-10V*","2x26",43,4919,1,"ks","8591728425777",94051098,4.8,5.6,1,"0,405x0,405x0,425",null,0.07]
[42442,"MIRA D","IN-12S6/195/S13",150,43,3014.76,1,"ks","8591728424428",94051091,4.7,5.5,1,"0,405x0,405x0,425",null,0.07]
[42443,"MIRA D","E-26S6/195/S13*","2x26",43,3641.88,1,"ks","8591728424435",94051098,4.8,5.6,1,"0,405x0,405x0,425",null,0.07]
[42582,"MIRA D","ES-26S6/195/S13 DALI*","2x26",43,4768.200000000001,1,"ks","8591728425821",94051098,4.8,5.6,1,"0,405x0,405x0,425",null,0.07]
[46186,"MIRA D","IN-12S6/195/S13 HF",75,43,3521.24,1,"ks","8591728461867",94051091,4.7,5.6,1,"0,405x0,405x0,425",null,0.07]
[44051,"ALTAIR 1","IN-22U20/420","2x40",41,1824.08,1,"ks","8591728440510",94051091,4.3,4.6,1,"0,365x0,365x0,135",null,0.018]
[44052,"ALTAIR 1","E-25U20/420*","2x18",41,2170.4,1,"ks","8591728440527",94051098,4.3,4.6,1,"0,365x0,365x0,135",null,0.018]
[44055,"ALTAIR 1","IN-12U20/420 HF",40,41,2282.7200000000003,1,"ks","8591728440558",94051091,4.3,4.6,1,"0,365x0,365x0,135",null,0.018]
[44056,"ALTAIR 1","NKC-26/13/420*",26,41,3470.4,1,"ks","8591728440565",94051098,4.5,4.8,1,"0,365x0,365x0,135",null,0.018]
[44059,"ALTAIR 2","E-25U21/421*","2x18",41,2170.4,1,"ks","8591728440596",94051098,3.6,3.9,1,"0,365x0,365x0,135",null,0.018]
[44062,"ALTAIR 2","IN-12U21/421 HF",40,41,2282.7200000000003,1,"ks","8591728440626",94051091,3.6,3.9,1,"0,365x0,365x0,135",null,0.018]
[44080,"ALTAIR 1S","E-25US20/420*","2x18",41,2420,1,"ks","8591728440800",94051098,4.3,4.6,1,"0,365x0,365x0,135",null,0.018]
[44081,"ALTAIR 1S","ES-25US20/420 1-10V*","2x18",41,3954,1,"ks","8591728440817",94051098,4.4,4.7,1,"0,365x0,365x0,135",null,0.018]
[44084,"ALTAIR 2S","ES-25US21/421 1-10V*","2x18",41,4035.12,1,"ks","8591728440848",94051098,3.7,4,1,"0,365x0,365x0,135",null,0.018]
[44085,"ALTAIR 2S","ES-25US21/421 DALI*","2x18",41,4254.5599999999995,1,"ks","8591728440855",94051098,3.7,4,1,"0,365x0,365x0,135",null,0.018]
[42119,"ADRIA 1  ","Z11/092/a3 B",75,40,789.3471999999999,1,"ks","8591728421199",94051091,1.45,2,2,"0,21x0,21x0,205","0,165x0,165x0,80",0.111]
[42120,"ADRIA 1  ","Z11/092/a4 B",75,40,798,1,"ks","8591728421205",94051091,1.5,2.1,2,"0,21x0,21x0,205","0,165x0,165x1,00",0.117]
[42128,"ADRIA 1  ","Z11/092/a2 MS",75,40,1626.5056000000002,1,"ks","8591728421281",94051091,1.4,2,2,"0,21x0,21x0,205","0,165x0,165x0,60",0.106]
[42129,"ADRIA 1  ","Z11/092/a3 MS",75,40,1719.5231999999999,1,"ks","8591728421298",94051091,1.45,2,2,"0,21x0,21x0,205","0,165x0,165x0,80",0.111]
[42131,"ADRIA 1  ","Z11/092/a5 MS",75,40,1857.968,1,"ks","8591728421311",94051091,1.55,2.1,2,"0,21x0,21x0,205","0,165x0,165x1,20",0.122]
[45032,"ADRIA 1  ","Z11/092/a3 NL",75,40,1183.8400000000001,1,"ks","8591728450328",94051091,1.45,2,2,"0,21x0,21x0,205","0,165x0,165x0,80",0.111]
[45035,"ADRIA 1  ","Z11/092/a1 NB",75,40,1080.88,1,"ks","8591728450359",94051091,1.3,1.9,2,"0,21x0,21x0,205","0,165x0,165x0,40",0.1]
[45036,"ADRIA 1  ","Z11/092/a2 NB",75,40,1132.88,1,"ks","8591728450366",94051091,1.4,2,2,"0,21x0,21x0,205","0,165x0,165x0,60",0.106]
[45039,"ADRIA 1  ","Z11/092/a5 NB",75,40,1304.48,1,"ks","8591728450397",94051091,1.55,2.1,2,"0,21x0,21x0,205","0,165x0,165x1,20",0.122]
[42446,"ADRIA L1 ","ZL11/092/L100 B",75,40,847.7536,1,"ks","8591728424466",94051091,1.4,1.7,2,"0,21x0,21x0,205","0,35x0,12x0,12",0.095]
[42451,"ADRIA L1 ","ZL11/092/L200 MS",75,40,1418.88,1,"ks","8591728424510",94051091,1.5,1.8,2,"0,21x0,21x0,205","0,35x0,12x0,12",0.095]
[45320,"ADRIA L1 ","ZL11/092/L100 NL",75,40,1138.08,1,"ks","8591728453206",94051091,1.4,1.7,2,"0,21x0,21x0,205","0,35x0,12x0,12",0.095]
[45323,"ADRIA L1 ","ZL11/092/L200 NB",75,40,1201.52,1,"ks","8591728453237",94051091,1.5,1.8,2,"0,21x0,21x0,205","0,35x0,12x0,12",0.095]
[53000,"ADRIA S1 ","ZS11/092/L100 B",75,40,1021.6,1,"ks","8591728530006",94051091,1.4,1.7,2,"0,21x0,21x0,205","0,35x0,12x0,12",0.095]
[42132,"ADRIA 2  ","Z11/094/a1 B",100,40,1047.9904000000001,1,"ks","8591728421328",94051091,2.1,2.9,2,"0,31x0,31x0,31","0,165x0,165x0,40",0.039]
[42133,"ADRIA 2  ","Z11/094/a2 B",100,40,1105.3152,1,"ks","8591728421335",94051091,2.2,3,2,"0,31x0,31x0,31","0,165x0,165x0,60",0.045]
[42136,"ADRIA 2  ","Z11/094/a5 B",100,40,1201.5776,1,"ks","8591728421366",94051091,2.35,3.1,2,"0,31x0,31x0,31","0,165x0,165x1,20",0.061]
[42137,"ADRIA 2  ","E-16Z11/094/a1 B*",26,40,1629.6,1,"ks","8591728421373",94051098,2.4,3.2,2,"0,31x0,31x0,31","0,165x0,165x0,40",0.039]
[42140,"ADRIA 2  ","E-16Z11/094/a4 B*",26,40,1728.4,1,"ks","8591728421403",94051098,2.6,3.4,2,"0,31x0,31x0,31","0,165x0,165x1,00",0.056]
[42141,"ADRIA 2  ","E-16Z11/094/a5 B*",26,40,1782.48,1,"ks","8591728421410",94051098,2.65,3.4,2,"0,31x0,31x0,31","0,165x0,165x1,20",0.061]
[43182,"ADRIA 2  ","E-25Z11/094/a3 B*","2x18",40,1807.44,1,"ks","8591728431822",94051098,2.65,3.4,2,"0,31x0,31x0,31","0,165x0,165x0,80",0.05]
[43183,"ADRIA 2  ","E-25Z11/094/a4 B*","2x18",40,1815.76,1,"ks","8591728431839",94051098,2.7,3.5,2,"0,31x0,31x0,31","0,165x0,165x1,00",0.056]
[42153,"ADRIA 2  ","Z11/094/a2 MS",100,40,1976.0031999999999,1,"ks","8591728421533",94051091,2.2,3,2,"0,31x0,31x0,31","0,165x0,165x0,60",0.045]
[42155,"ADRIA 2  ","Z11/094/a4 MS",100,40,2139.3248,1,"ks","8591728421557",94051091,2.3,3.1,2,"0,31x0,31x0,31","0,165x0,165x1,00",0.056]
[42158,"ADRIA 2  ","E-16Z11/094/a2 MS*",26,40,2557.2799999999997,1,"ks","8591728421588",94051098,2.5,3.3,2,"0,31x0,31x0,31","0,165x0,165x0,60",0.045]
[42159,"ADRIA 2  ","E-16Z11/094/a3 MS*",26,40,2650.88,1,"ks","8591728421595",94051098,2.55,3.3,2,"0,31x0,31x0,31","0,165x0,165x0,80",0.05]
[43185,"ADRIA 2  ","E-25Z11/094/a1 MS*","2x18",40,2521.92,1,"ks","8591728431853",94051098,2.5,3.3,2,"0,31x0,31x0,31","0,165x0,165x0,40",0.039]
[43186,"ADRIA 2  ","E-25Z11/094/a2 MS*","2x18",40,2644.6400000000003,1,"ks","8591728431860",94051098,2.6,3.4,2,"0,31x0,31x0,31","0,165x0,165x0,60",0.045]
[43189,"ADRIA 2  ","E-25Z11/094/a5 MS*","2x18",40,2876.56,1,"ks","8591728431891",94051098,2.75,3.5,2,"0,31x0,31x0,31","0,165x0,165x1,20",0.061]
[45040,"ADRIA 2  ","Z11/094/a1 NL",100,40,1428.88,1,"ks","8591728450403",94051091,2.1,2.9,2,"0,31x0,31x0,31","0,165x0,165x0,40",0.039]
[45043,"ADRIA 2  ","Z11/094/a4 NL",100,40,1574.48,1,"ks","8591728450434",94051091,2.3,3.1,2,"0,31x0,31x0,31","0,165x0,165x1,00",0.056]
[45044,"ADRIA 2  ","Z11/094/a5 NL",100,40,1652.48,1,"ks","8591728450441",94051091,2.35,3.1,2,"0,31x0,31x0,31","0,165x0,165x1,20",0.061]
[45047,"ADRIA 2  ","E-16Z11/094/a3 NL*",26,40,2113.2,1,"ks","8591728450472",94051098,2.55,3.3,2,"0,31x0,31x0,31","0,165x0,165x0,80",0.05]
[45049,"ADRIA 2  ","E-16Z11/094/a5 NL*",26,40,2233.84,1,"ks","8591728450496",94051098,2.65,3.4,2,"0,31x0,31x0,31","0,165x0,165x1,20",0.061]
[43212,"ADRIA 2  ","E-25Z11/094/a3 NL*","2x18",40,2231.76,1,"ks","8591728432126",94051098,2.65,3.4,2,"0,31x0,31x0,31","0,165x0,165x0,80",0.05]
[43213,"ADRIA 2  ","E-25Z11/094/a4 NL*","2x18",40,2243.2,1,"ks","8591728432133",94051098,2.7,3.5,2,"0,31x0,31x0,31","0,165x0,165x1,00",0.056]
[45051,"ADRIA 2  ","Z11/094/a2 NB",100,40,1480.88,1,"ks","8591728450519",94051091,2.2,3,2,"0,31x0,31x0,31","0,165x0,165x0,60",0.045]
[45052,"ADRIA 2  ","Z11/094/a3 NB",100,40,1531.8400000000001,1,"ks","8591728450526",94051091,2.25,3,2,"0,31x0,31x0,31","0,165x0,165x0,80",0.05]
[45055,"ADRIA 2  ","E-16Z11/094/a1 NB*",26,40,2010.24,1,"ks","8591728450557",94051098,2.4,3.2,2,"0,31x0,31x0,31","0,165x0,165x0,40",0.039]
[45056,"ADRIA 2  ","E-16Z11/094/a2 NB*",26,40,2062.24,1,"ks","8591728450564",94051098,2.5,3.3,2,"0,31x0,31x0,31","0,165x0,165x0,60",0.045]
[45059,"ADRIA 2  ","E-16Z11/094/a5 NB*",26,40,2233.84,1,"ks","8591728450595",94051098,2.65,3.4,2,"0,31x0,31x0,31","0,165x0,165x1,20",0.061]
[43217,"ADRIA 2  ","E-25Z11/094/a3 NB*","2x18",40,2200.56,1,"ks","8591728432171",94051098,2.65,3.4,2,"0,31x0,31x0,31","0,165x0,165x0,80",0.05]
[43219,"ADRIA 2  ","E-25Z11/094/a5 NB*","2x18",40,2321.2,1,"ks","8591728432195",94051098,2.75,3.5,2,"0,31x0,31x0,31","0,165x0,165x1,20",0.061]
[42452,"ADRIA L2  ","ZL11/094/L100 B",100,40,1195.92,1,"ks","8591728424527",94051091,2.2,2.7,2,"0,31x0,31x0,31","0,35x0,12x0,12",0.035]
[42455,"ADRIA L2  ","E-16ZL11/094/L200 B*",26,40,1840.72,1,"ks","8591728424558",94051098,2.6,3.1,2,"0,31x0,31x0,31","0,35x0,12x0,12",0.035]
[43240,"ADRIA L2  ","E-25ZL11/094/L100 B*","2x18",40,1864.64,1,"ks","8591728432409",94051098,2.6,3.1,2,"0,31x0,31x0,31","0,35x0,12x0,12",0.035]
[42461,"ADRIA L2  ","ZL11/094/L200 MS",100,40,1766.88,1,"ks","8591728424619",94051091,2.3,2.8,2,"0,31x0,31x0,31","0,35x0,12x0,12",0.035]
[42462,"ADRIA L2  ","E-16ZL11/094/L100 MS*",26,40,2284.8,1,"ks","8591728424626",94051098,2.5,3,2,"0,31x0,31x0,31","0,35x0,12x0,12",0.035]
[43243,"ADRIA L2  ","E-25ZL11/094/L200 MS*","2x18",40,2435.6000000000004,1,"ks","8591728432430",94051098,2.7,3.2,2,"0,31x0,31x0,31","0,35x0,12x0,12",0.035]
[45324,"ADRIA L2  ","ZL11/094/L100 NL",100,40,1486.08,1,"ks","8591728453244",94051091,2.2,2.7,2,"0,31x0,31x0,31","0,35x0,12x0,12",0.035]
[43244,"ADRIA L2  ","E-25ZL11/094/L100 NL*","2x18",40,2154.8,1,"ks","8591728432447",94051098,2.6,3.1,2,"0,31x0,31x0,31","0,35x0,12x0,12",0.035]
[43245,"ADRIA L2  ","E-25ZL11/094/L200 NL*","2x18",40,2218.24,1,"ks","8591728432454",94051098,2.7,3.2,2,"0,31x0,31x0,31","0,35x0,12x0,12",0.035]
[45330,"ADRIA L2  ","E-16ZL11/094/L100 NB*",26,40,2067.44,1,"ks","8591728453305",94051098,2.5,3,2,"0,31x0,31x0,31","0,35x0,12x0,12",0.035]
[45331,"ADRIA L2  ","E-16ZL11/094/L200 NB*",26,40,2130.88,1,"ks","8591728453312",94051098,2.6,3.1,2,"0,31x0,31x0,31","0,35x0,12x0,12",0.035]
[53004,"ADRIA S2  ","ZS11/094/L100 B",100,40,1369.6,1,"ks","8591728530044",94051091,2.2,2.7,2,"0,31x0,31x0,31","0,35x0,12x0,12",0.035]
[53005,"ADRIA S2  ","E-16ZS11/094/L100 B*",26,40,3755.36,1,"ks","8591728530051",94051098,2.5,3,2,"0,31x0,31x0,31","0,35x0,12x0,12",0.035]
[53008,"ADRIA S2  ","E-16ZS11/094/L100 MS*",26,40,2458.48,1,"ks","8591728530082",94051098,2.5,3,2,"0,31x0,31x0,31","0,35x0,12x0,12",0.035]
[53009,"ADRIA S2  ","E-25ZS11/094/L100 MS*","2x18",40,2545.84,1,"ks","8591728530099",94051098,2.6,3.1,2,"0,31x0,31x0,31","0,35x0,12x0,12",0.035]
[53012,"ADRIA S2  ","E-25ZS11/094/L100 NL*","2x18",40,2328.48,1,"ks","8591728530129",94051098,2.6,3.1,2,"0,31x0,31x0,31","0,35x0,12x0,12",0.035]
[53013,"ADRIA S2  ","ZS11/094/L100 NB",100,40,1659.76,1,"ks","8591728530136",94051091,2.2,2.7,2,"0,31x0,31x0,31","0,35x0,12x0,12",0.035]
[56015,"ADRIA S2  ","E-25ZS11/094/L100 NB*","2x18",40,2328.48,1,"ks","8591728560157",94051098,2.6,3.1,2,"0,31x0,31x0,31","0,35x0,12x0,12",0.035]
[42164,"ADRIA 3  ","Z11/096/a3 B",150,40,1874.0128,1,"ks","8591728421649",94051091,3.9,5,2,"0,405x0,405x0,41","0,21x0,165x0,80",0.095]
[42167,"ADRIA 3  ","E-26Z11/096/a1 B*","2x26",40,2450.88,1,"ks","8591728421670",94051098,4,5.1,2,"0,405x0,405x0,41","0,21x0,165x0,40",0.081]
[42168,"ADRIA 3  ","E-26Z11/096/a2 B*","2x26",40,2508.08,1,"ks","8591728421687",94051098,4.1,5.1,2,"0,405x0,405x0,41","0,21x0,165x0,60",0.088]
[42171,"ADRIA 3  ","E-26Z11/096/a5 B*","2x26",40,2605.84,1,"ks","8591728421717",94051098,4.3,5.4,2,"0,405x0,405x0,41","0,21x0,165x1,20",0.109]
[45060,"ADRIA 3  ","E-28Z11/096/a1 B*","2x42",40,2507.04,1,"ks","8591728450601",94051098,4,5.1,2,"0,405x0,405x0,41","0,21x0,165x0,40",0.081]
[45063,"ADRIA 3  ","E-28Z11/096/a4 B*","2x42",40,2607.92,1,"ks","8591728450632",94051098,4.2,5.3,2,"0,405x0,405x0,41","0,21x0,165x1,00",0.102]
[45064,"ADRIA 3  ","E-28Z11/096/a5 B*","2x42",40,2662,1,"ks","8591728450649",94051098,4.3,5.4,2,"0,405x0,405x0,41","0,21x0,165x1,20",0.109]
[45067,"ADRIA 3  ","ES-26Z11/096/a3 B 1-10V*","2x26",40,3407.6800000000003,1,"ks","8591728450670",94051098,4.2,5.3,2,"0,405x0,405x0,41","0,21x0,165x0,80",0.095]
[45068,"ADRIA 3  ","ES-26Z11/096/a4 B 1-10V*","2x26",40,3417.04,1,"ks","8591728450687",94051098,4.2,5.3,2,"0,405x0,405x0,41","0,21x0,165x1,00",0.102]
[45077,"ADRIA 3  ","ES-26Z11/096/a3 B DALI*","2x26",40,3627.12,1,"ks","8591728450779",94051098,4.2,5.3,2,"0,405x0,405x0,41","0,21x0,165x0,80",0.095]
[45078,"ADRIA 3  ","ES-26Z11/096/a4 B DALI*","2x26",40,3636.48,1,"ks","8591728450786",94051098,4.2,5.3,2,"0,405x0,405x0,41","0,21x0,165x1,00",0.102]
[45081,"ADRIA 3  ","NKC-226Z11/13/096/a2 B*","2x26",40,4038.96,1,"ks","8591728450816",94051098,4.2,5.3,2,"0,405x0,405x0,41","0,21x0,165x0,60",0.088]
[45082,"ADRIA 3  ","NKC-226Z11/13/096/a3 B*","2x26",40,4073.28,1,"ks","8591728450823",94051098,4.3,5.4,2,"0,405x0,405x0,41","0,21x0,165x0,80",0.095]
[42182,"ADRIA 3  ","Z11/096/a1 MS",150,40,2606.2560000000003,1,"ks","8591728421823",94051091,3.7,4.8,2,"0,405x0,405x0,41","0,21x0,165x0,40",0.081]
[42183,"ADRIA 3  ","Z11/096/a2 MS",150,40,2730.6400000000003,1,"ks","8591728421830",94051091,3.8,4.9,2,"0,405x0,405x0,41","0,21x0,165x0,60",0.088]
[42186,"ADRIA 3  ","Z11/096/a5 MS",150,40,2962.1023999999998,1,"ks","8591728421861",94051091,4.1,5.2,2,"0,405x0,405x0,41","0,21x0,165x1,20",0.109]
[42187,"ADRIA 3  ","E-26Z11/096/a1 MS*","2x26",40,3274.5600000000004,1,"ks","8591728421878",94051098,4,5.1,2,"0,405x0,405x0,41","0,21x0,165x0,40",0.081]
[42190,"ADRIA 3  ","E-26Z11/096/a4 MS*","2x26",40,3565.76,1,"ks","8591728421908",94051098,4.2,5.3,2,"0,405x0,405x0,41","0,21x0,165x1,00",0.102]
[45085,"ADRIA 3  ","E-28Z11/096/a1 MS*","2x42",40,3330.7200000000003,1,"ks","8591728450854",94051098,4,5.1,2,"0,405x0,405x0,41","0,21x0,165x0,40",0.081]
[45088,"ADRIA 3  ","E-28Z11/096/a4 MS*","2x42",40,3621.92,1,"ks","8591728450885",94051098,4.2,5.3,2,"0,405x0,405x0,41","0,21x0,165x1,00",0.102]
[45089,"ADRIA 3  ","E-28Z11/096/a5 MS*","2x42",40,3687.44,1,"ks","8591728450892",94051098,4.3,5.4,2,"0,405x0,405x0,41","0,21x0,165x1,20",0.109]
[45092,"ADRIA 3  ","ES-26Z11/096/a3 MS 1-10V*","2x26",40,5396.16,1,"ks","8591728450922",94051098,4.2,5.3,2,"0,405x0,405x0,41","0,21x0,165x0,80",0.095]
[45093,"ADRIA 3  ","ES-26Z11/096/a4 MS 1-10V*","2x26",40,4431.04,1,"ks","8591728450939",94051098,4.2,5.3,2,"0,405x0,405x0,41","0,21x0,165x1,00",0.102]
[45101,"ADRIA 3  ","ES-26Z11/096/a2 MS DALI*","2x26",40,4484.08,1,"ks","8591728451011",94051098,4.1,5.2,2,"0,405x0,405x0,41","0,21x0,165x0,60",0.088]
[45102,"ADRIA 3  ","ES-26Z11/096/a3 MS DALI*","2x26",40,4575.6,1,"ks","8591728451028",94051098,4.2,5.3,2,"0,405x0,405x0,41","0,21x0,165x0,80",0.095]
[45105,"ADRIA 3  ","NKC-226Z11/13/096/a1 MS*","2x26",40,4805.4400000000005,1,"ks","8591728451059",94051098,4.1,5.2,2,"0,405x0,405x0,41","0,21x0,165x0,40",0.081]
[45107,"ADRIA 3  ","NKC-226Z11/13/096/a3 MS*","2x26",40,5021.76,1,"ks","8591728451073",94051098,4.3,5.4,2,"0,405x0,405x0,41","0,21x0,165x0,80",0.095]
[45110,"ADRIA 3  ","Z11/096/a1 NL",150,40,2146.16,1,"ks","8591728451103",94051091,3.7,4.8,2,"0,405x0,405x0,41","0,21x0,165x0,40",0.081]
[45111,"ADRIA 3  ","Z11/096/a2 NL",150,40,2200.24,1,"ks","8591728451110",94051091,3.8,4.9,2,"0,405x0,405x0,41","0,21x0,165x0,60",0.088]
[45114,"ADRIA 3  ","Z11/096/a5 NL",150,40,2372.88,1,"ks","8591728451141",94051091,4.1,5.2,2,"0,405x0,405x0,41","0,21x0,165x1,20",0.109]
[45115,"ADRIA 3  ","E-26Z11/096/a1 NL*","2x26",40,2814.88,1,"ks","8591728451158",94051098,4,5.1,2,"0,405x0,405x0,41","0,21x0,165x0,40",0.081]
[45118,"ADRIA 3  ","E-26Z11/096/a4 NL*","2x26",40,2966.7200000000003,1,"ks","8591728451189",94051098,4.2,5.3,2,"0,405x0,405x0,41","0,21x0,165x1,00",0.102]
[45119,"ADRIA 3  ","E-26Z11/096/a5 NL*","2x26",40,3041.6000000000004,1,"ks","8591728451196",94051098,4.3,5.4,2,"0,405x0,405x0,41","0,21x0,165x1,20",0.109]
[45122,"ADRIA 3  ","E-28Z11/096/a3 NL*","2x42",40,2978.16,1,"ks","8591728451226",94051098,4.2,5.3,2,"0,405x0,405x0,41","0,21x0,165x0,80",0.095]
[45123,"ADRIA 3  ","E-28Z11/096/a4 NL*","2x42",40,3022.88,1,"ks","8591728451233",94051098,4.2,5.3,2,"0,405x0,405x0,41","0,21x0,165x1,00",0.102]
[45126,"ADRIA 3  ","ES-26Z11/096/a2 NL 1-10V*","2x26",40,3734.2400000000002,1,"ks","8591728451264",94051098,4.1,5.2,2,"0,405x0,405x0,41","0,21x0,165x0,60",0.088]
[45129,"ADRIA 3  ","ES-26Z11/096/a5 NL 1-10V*","2x26",40,3906.88,1,"ks","8591728451295",94051098,4.3,5.4,2,"0,405x0,405x0,41","0,21x0,165x1,20",0.109]
[45136,"ADRIA 3  ","ES-26Z11/096/a2 NL DALI*","2x26",40,3953.6800000000003,1,"ks","8591728451363",94051098,4.1,5.2,2,"0,405x0,405x0,41","0,21x0,165x0,60",0.088]
[45137,"ADRIA 3  ","ES-26Z11/096/a3 NL DALI*","2x26",40,4006.7200000000003,1,"ks","8591728451370",94051098,4.2,5.3,2,"0,405x0,405x0,41","0,21x0,165x0,80",0.095]
[45140,"ADRIA 3  ","NKC-226Z11/13/096/a1 NL*","2x26",40,4345.76,1,"ks","8591728451400",94051098,4.1,5.2,2,"0,405x0,405x0,41","0,21x0,165x0,40",0.081]
[45141,"ADRIA 3  ","NKC-226Z11/13/096/a2 NL*","2x26",40,4418.5599999999995,1,"ks","8591728451417",94051098,4.2,5.3,2,"0,405x0,405x0,41","0,21x0,165x0,60",0.088]
[45144,"ADRIA 3  ","NKC-226Z11/13/096/a5 NL*","2x26",40,4572.48,1,"ks","8591728451448",94051098,4.5,5.6,2,"0,405x0,405x0,41","0,21x0,165x1,20",0.109]
[45145,"ADRIA 3  ","Z11/096/a1 NB",150,40,2146.16,1,"ks","8591728451455",94051091,3.7,4.8,2,"0,405x0,405x0,41","0,21x0,165x0,40",0.081]
[45148,"ADRIA 3  ","Z11/096/a4 NB",150,40,2298,1,"ks","8591728451486",94051091,4,5.1,2,"0,405x0,405x0,41","0,21x0,165x1,00",0.102]
[45149,"ADRIA 3  ","Z11/096/a5 NB",150,40,2372.88,1,"ks","8591728451493",94051091,4.1,5.2,2,"0,405x0,405x0,41","0,21x0,165x1,20",0.109]
[45151,"ADRIA 3  ","E-26Z11/096/a2 NB*","2x26",40,2868.96,1,"ks","8591728451516",94051098,4.1,5.2,2,"0,405x0,405x0,41","0,21x0,165x0,60",0.088]
[45154,"ADRIA 3  ","E-26Z11/096/a5 NB*","2x26",40,3041.6000000000004,1,"ks","8591728451547",94051098,4.3,5.4,2,"0,405x0,405x0,41","0,21x0,165x1,20",0.109]
[45157,"ADRIA 3  ","E-28Z11/096/a3 NB*","2x42",40,2978.16,1,"ks","8591728451578",94051098,4.2,5.3,2,"0,405x0,405x0,41","0,21x0,165x0,80",0.095]
[45158,"ADRIA 3  ","E-28Z11/096/a4 NB*","2x42",40,3022.88,1,"ks","8591728451585",94051098,4.2,5.3,2,"0,405x0,405x0,41","0,21x0,165x1,00",0.102]
[45161,"ADRIA 3  ","ES-26Z11/096/a2 NB 1-10V*","2x26",40,3734.2400000000002,1,"ks","8591728451615",94051098,4.1,5.2,2,"0,405x0,405x0,41","0,21x0,165x0,60",0.088]
[45162,"ADRIA 3  ","ES-26Z11/096/a3 NB 1-10V*","2x26",40,3787.28,1,"ks","8591728451622",94051098,4.2,5.3,2,"0,405x0,405x0,41","0,21x0,165x0,80",0.095]
[45170,"ADRIA 3  ","ES-26Z11/096/a1 NB DALI*","2x26",40,3899.6,1,"ks","8591728451707",94051098,4,5.1,2,"0,405x0,405x0,41","0,21x0,165x0,40",0.081]
[45171,"ADRIA 3  ","ES-26Z11/096/a2 NB DALI*","2x26",40,3953.6800000000003,1,"ks","8591728451714",94051098,4.1,5.2,2,"0,405x0,405x0,41","0,21x0,165x0,60",0.088]
[45174,"ADRIA 3  ","ES-26Z11/096/a5 NB DALI*","2x26",40,4126.32,1,"ks","8591728451745",94051098,4.3,5.4,2,"0,405x0,405x0,41","0,21x0,165x1,20",0.109]
[45175,"ADRIA 3  ","NKC-226Z11/13/096/a1 NB*","2x26",40,4345.76,1,"ks","8591728451752",94051098,4.1,5.2,2,"0,405x0,405x0,41","0,21x0,165x0,40",0.081]
[45179,"ADRIA 3  ","NKC-226Z11/13/096/a5 NB*","2x26",40,4572.48,1,"ks","8591728451790",94051098,4.5,5.6,2,"0,405x0,405x0,41","0,21x0,165x1,20",0.109]
[42464,"ADRIA L3  ","ZL11/096/L100 B",150,40,1880.5023999999999,1,"ks","8591728424640",94051091,3.8,4.6,2,"0,405x0,405x0,41","0,35x0,12x0,12",0.072]
[42467,"ADRIA L3  ","E-26ZL11/096/L200 B*","2x26",40,2612.08,1,"ks","8591728424671",94051098,4.2,4.9,2,"0,405x0,405x0,41","0,35x0,12x0,12",0.072]
[45332,"ADRIA L3  ","E-28ZL11/096/L100 B*","2x42",40,2604.8,1,"ks","8591728453329",94051098,4.1,4.9,2,"0,405x0,405x0,41","0,35x0,12x0,12",0.072]
[45335,"ADRIA L3  ","ES-26ZL11/096/L200 B 1-10V*","2x26",40,3477.36,1,"ks","8591728453350",94051098,4.2,4.9,2,"0,405x0,405x0,41","0,35x0,12x0,12",0.072]
[45338,"ADRIA L3  ","ES-26ZL11/096/L100 B DALI*","2x26",40,3634.4,1,"ks","8591728453381",94051098,4.1,4.9,2,"0,405x0,405x0,41","0,35x0,12x0,12",0.072]
[45341,"ADRIA L3  ","NKC-226ZL/13/096/L200 B*","2x26",40,4142.96,1,"ks","8591728453411",94051098,4.3,5,2,"0,405x0,405x0,41","0,35x0,12x0,12",0.072]
[42472,"ADRIA L3  ","ZL11/096/L100 MS",150,40,2387.44,1,"ks","8591728424725",94051091,3.8,4.5,2,"0,405x0,405x0,41","0,35x0,12x0,12",0.072]
[42474,"ADRIA L3  ","E-26ZL11/096/L100 MS*","2x26",40,3056.16,1,"ks","8591728424749",94051098,4.1,4.9,2,"0,405x0,405x0,41","0,35x0,12x0,12",0.072]
[45343,"ADRIA L3  ","E-28ZL11/096/L200 MS*","2x42",40,3175.76,1,"ks","8591728453435",94051098,4.2,4.9,2,"0,405x0,405x0,41","0,35x0,12x0,12",0.072]
[45348,"ADRIA L3  ","ES-26ZL11/096/L100 MS DALI*","2x26",40,4220.96,1,"ks","8591728453480",94051098,4.1,4.8,2,"0,405x0,405x0,41","0,35x0,12x0,12",0.072]
[45349,"ADRIA L3  ","ES-26ZL11/096/L200 MS DALI*","2x26",40,4284.4,1,"ks","8591728453497",94051098,4.2,4.9,2,"0,405x0,405x0,41","0,35x0,12x0,12",0.072]
[45352,"ADRIA L3  ","ZL11/096/L100 NL",150,40,2170.08,1,"ks","8591728453527",94051091,3.8,4.5,2,"0,405x0,405x0,41","0,35x0,12x0,12",0.072]
[45353,"ADRIA L3  ","ZL11/096/L200 NL",150,40,2233.52,1,"ks","8591728453534",94051091,3.9,4.6,2,"0,405x0,405x0,41","0,35x0,12x0,12",0.072]
[45356,"ADRIA L3  ","E-28ZL11/096/L100 NL*","2x42",40,2894.96,1,"ks","8591728453565",94051098,4.1,4.8,2,"0,405x0,405x0,41","0,35x0,12x0,12",0.072]
[45357,"ADRIA L3  ","E-28ZL11/096/L200 NL*","2x42",40,2958.4,1,"ks","8591728453572",94051098,4.2,4.9,2,"0,405x0,405x0,41","0,35x0,12x0,12",0.072]
[45362,"ADRIA L3  ","ES-26ZL11/096/L100 NL DALI*","2x26",40,4003.6,1,"ks","8591728453626",94051098,4.1,4.8,2,"0,405x0,405x0,41","0,35x0,12x0,12",0.072]
[45363,"ADRIA L3  ","ES-26ZL11/096/L200 NL DALI*","2x26",40,4067.04,1,"ks","8591728453633",94051098,4.2,4.9,2,"0,405x0,405x0,41","0,35x0,12x0,12",0.072]
[45366,"ADRIA L3  ","ZL11/096/L100 NB",150,40,2170.08,1,"ks","8591728453664",94051091,3.8,4.5,2,"0,405x0,405x0,41","0,35x0,12x0,12",0.072]
[45368,"ADRIA L3  ","E-26ZL11/096/L100 NB*","2x26",40,2838.8,1,"ks","8591728453688",94051098,4.1,4.8,2,"0,405x0,405x0,41","0,35x0,12x0,12",0.072]
[45371,"ADRIA L3  ","E-28ZL11/096/L200 NB*","2x42",40,2958.4,1,"ks","8591728453718",94051098,4.2,4.9,2,"0,405x0,405x0,41","0,35x0,12x0,12",0.072]
[45372,"ADRIA L3  ","ES-26ZL11/096/L100 NB 1-10V*","2x26",40,3745.6800000000003,1,"ks","8591728453725",94051098,4.1,4.8,2,"0,405x0,405x0,41","0,35x0,12x0,12",0.072]
[45377,"ADRIA L3  ","ES-26ZL11/096/L200 NB DALI*","2x26",40,4067.04,1,"ks","8591728453770",94051098,4.2,4.9,2,"0,405x0,405x0,41","0,35x0,12x0,12",0.072]
[45378,"ADRIA L3  ","NKC-226ZL/13/096/L100 NB*","2x26",40,4238.639999999999,1,"ks","8591728453787",94051098,4.2,4.9,2,"0,405x0,405x0,41","0,35x0,12x0,12",0.072]
[53017,"ADRIA S3  ","E-26ZS11/096/L100 B*","2x26",40,2722.3199999999997,1,"ks","8591728530174",94051098,4.1,4.8,2,"0,405x0,405x0,41","0,35x0,12x0,12",0.072]
[53018,"ADRIA S3  ","E-28ZS11/096/L100 B*","2x42",40,2778.48,1,"ks","8591728530181",94051098,4.1,4.8,2,"0,405x0,405x0,41","0,35x0,12x0,12",0.072]
[53021,"ADRIA S3  ","NKC-226ZS/13/096/L100 B*","2x26",40,4254.24,1,"ks","8591728530211",94051098,4.2,4.9,2,"0,405x0,405x0,41","0,35x0,12x0,12",0.072]
[53024,"ADRIA S3  ","E-28ZS11/096/L100 MS*","2x42",40,3286,1,"ks","8591728530242",94051098,4.1,4.8,2,"0,405x0,405x0,41","0,35x0,12x0,12",0.072]
[53026,"ADRIA S3  ","ES-26ZS11/096/L100 MS DALI*","2x26",40,4394.64,1,"ks","8591728530266",94051098,4.1,4.8,2,"0,405x0,405x0,41","0,35x0,12x0,12",0.072]
[53027,"ADRIA S3  ","NKC-226ZS/13/096/L100 MS*","2x26",40,4760.72,1,"ks","8591728530273",94051098,4.2,4.9,2,"0,405x0,405x0,41","0,35x0,12x0,12",0.072]
[53030,"ADRIA S3  ","E-28ZS11/096/L100 NL*","2x42",40,3068.6400000000003,1,"ks","8591728530303",94051098,4.1,4.8,2,"0,405x0,405x0,41","0,35x0,12x0,12",0.072]
[53031,"ADRIA S3  ","ES-26ZS11/096/L100 NL 1-10V*","2x26",40,3919.36,1,"ks","8591728530310",94051098,4.1,4.8,2,"0,405x0,405x0,41","0,35x0,12x0,12",0.072]
[53034,"ADRIA S3  ","ZS11/096/L100 NB",150,40,2343.76,1,"ks","8591728530341",94051091,3.8,4.5,2,"0,405x0,405x0,41","0,35x0,12x0,12",0.072]
[53035,"ADRIA S3  ","E-26ZS11/096/L100 NB*","2x26",40,3012.48,1,"ks","8591728530358",94051098,4.1,4.8,2,"0,405x0,405x0,41","0,35x0,12x0,12",0.072]
[53038,"ADRIA S3  ","ES-26ZS11/096/L100 NB DALI*","2x26",40,4177.280000000001,1,"ks","8591728530389",94051098,4.1,4.8,2,"0,405x0,405x0,41","0,35x0,12x0,12",0.072]
[53039,"ADRIA S3  ","NKC-226ZS/13/096/L100 NB*","2x26",40,4412.32,1,"ks","8591728530396",94051098,4.2,4.9,2,"0,405x0,405x0,41","0,35x0,12x0,12",0.072]
[42195,"ADRIA 4 ","Z11/098/a4 B",150,40,3332,1,"ks","8591728421953",94051091,5.3,7.2,2,"0,52x0,52x0,53","0,21x0,165x1,00",0.178]
[42196,"ADRIA 4 ","Z11/098/a5 B",150,40,3386,1,"ks","8591728421960",94051091,5.4,7.3,2,"0,52x0,52x0,53","0,21x0,165x1,20",0.185]
[44212,"ADRIA 4 ","E-26Z11/098/a3 B 32W*","2x32",40,4048,1,"ks","8591728442125",94051098,5.6,7.5,2,"0,52x0,52x0,53","0,21x0,165x0,80",0.17]
[44213,"ADRIA 4 ","E-26Z11/098/a4 B 32W*","2x32",40,4057,1,"ks","8591728442132",94051098,5.7,7.6,2,"0,52x0,52x0,53","0,21x0,165x1,00",0.178]
[42356,"ADRIA 4 ","E-46Z11/098/a2 B*","4x26",40,4556,1,"ks","8591728423568",94051098,5.8,7.7,2,"0,52x0,52x0,53","0,21x0,165x0,60",0.163]
[42357,"ADRIA 4 ","E-46Z11/098/a3 B*","4x26",40,4589,1,"ks","8591728423575",94051098,5.8,7.7,2,"0,52x0,52x0,53","0,21x0,165x0,80",0.17]
[45185,"ADRIA 4 ","E-38Z11/098/a1 B*","3x42",40,4460,1,"ks","8591728451851",94051098,5.5,7.4,2,"0,52x0,52x0,53","0,21x0,165x0,40",0.156]
[45186,"ADRIA 4 ","E-38Z11/098/a2 B*","3x42",40,4517,1,"ks","8591728451868",94051098,5.6,7.5,2,"0,52x0,52x0,53","0,21x0,165x0,60",0.163]
[45189,"ADRIA 4 ","E-38Z11/098/a5 B*","3x42",40,4614,1,"ks","8591728451899",94051098,5.9,7.8,2,"0,52x0,52x0,53","0,21x0,165x1,20",0.185]
[45190,"ADRIA 4 ","ES-46Z11/098/a1 B 1-10V*","4x26",40,6301,1,"ks","8591728451905",94051098,5.5,7.4,2,"0,52x0,52x0,53","0,21x0,165x0,40",0.156]
[45194,"ADRIA 4 ","ES-46Z11/098/a5 B 1-10V*","4x26",40,6455,1,"ks","8591728451943",94051098,5.9,7.8,2,"0,52x0,52x0,53","0,21x0,165x1,20",0.185]
[45200,"ADRIA 4 ","ES-46Z11/098/a1 B DALI*","4x26",40,6740,1,"ks","8591728452001",94051098,5.5,7.4,2,"0,52x0,52x0,53","0,21x0,165x0,40",0.156]
[45203,"ADRIA 4 ","ES-46Z11/098/a4 B DALI*","4x26",40,6839,1,"ks","8591728452032",94051098,5.8,7.7,2,"0,52x0,52x0,53","0,21x0,165x1,00",0.178]
[45204,"ADRIA 4 ","ES-46Z11/098/a5 B DALI*","4x26",40,6893,1,"ks","8591728452049",94051098,5.9,7.8,2,"0,52x0,52x0,53","0,21x0,165x1,20",0.185]
[45207,"ADRIA 4 ","NKC-232Z11/16/098/a3 B*","2x32",40,6200,1,"ks","8591728452070",94051098,5.8,7.7,2,"0,52x0,52x0,53","0,21x0,165x0,80",0.17]
[45208,"ADRIA 4 ","NKC-232Z11/16/098/a4 B*","2x32",40,6209,1,"ks","8591728452087",94051098,5.9,7.8,2,"0,52x0,52x0,53","0,21x0,165x1,00",0.178]
[42213,"ADRIA 4 ","Z11/098/a2 MS",151,40,4191,1,"ks","8591728422134",94051091,5.1,7,2,"0,52x0,52x0,53","0,21x0,165x0,60",0.163]
[42214,"ADRIA 4 ","Z11/098/a3 MS",152,40,4283,1,"ks","8591728422141",94051091,5.2,7.1,2,"0,52x0,52x0,53","0,21x0,165x0,80",0.17]
[44215,"ADRIA 4 ","E-26Z11/098/a1 MS 32W*","2x32",40,4792,1,"ks","8591728442156",94051098,5.4,7.4,2,"0,52x0,52x0,53","0,21x0,165x0,40",0.156]
[44216,"ADRIA 4 ","E-26Z11/098/a2 MS 32W*","2x32",40,4915,1,"ks","8591728442163",94051098,5.5,7.4,2,"0,52x0,52x0,53","0,21x0,165x0,60",0.163]
[42375,"ADRIA 4 ","E-46Z11/098/a1 MS*","4x26",40,5332,1,"ks","8591728423759",94051098,5.5,7.4,2,"0,52x0,52x0,53","0,21x0,165x0,40",0.156]
[42376,"ADRIA 4 ","E-46Z11/098/a2 MS*","4x26",40,5456,1,"ks","8591728423766",94051098,5.6,7.5,2,"0,52x0,52x0,53","0,21x0,165x0,60",0.163]
[42379,"ADRIA 4 ","E-46Z11/098/a5 MS*","4x26",40,5688,1,"ks","8591728423797",94051098,5.9,7.8,2,"0,52x0,52x0,53","0,21x0,165x1,20",0.185]
[45215,"ADRIA 4 ","E-38Z11/098/a1 MS*","3x42",40,5294,1,"ks","8591728452155",94051098,5.5,7.4,2,"0,52x0,52x0,53","0,21x0,165x0,40",0.156]
[45218,"ADRIA 4 ","E-38Z11/098/a4 MS*","3x42",40,5584,1,"ks","8591728452186",94051098,5.8,7.7,2,"0,52x0,52x0,53","0,21x0,165x1,00",0.178]
[45219,"ADRIA 4 ","E-38Z11/098/a5 MS*","3x42",40,5650,1,"ks","8591728452193",94051098,5.9,7.8,2,"0,52x0,52x0,53","0,21x0,165x1,20",0.185]
[45222,"ADRIA 4 ","ES-46Z11/098/a3 MS 1-10V*","4x26",40,7351,1,"ks","8591728452223",94051098,5.7,7.6,2,"0,52x0,52x0,53","0,21x0,165x0,80",0.17]
[45223,"ADRIA 4 ","ES-46Z11/098/a4 MS 1-10V*","4x26",40,7425,1,"ks","8591728452230",94051098,5.8,7.7,2,"0,52x0,52x0,53","0,21x0,165x1,00",0.178]
[45231,"ADRIA 4 ","ES-46Z11/098/a2 MS DALI*","4x26",40,7697,1,"ks","8591728452315",94051098,5.6,7.5,2,"0,52x0,52x0,53","0,21x0,165x0,60",0.163]
[45233,"ADRIA 4 ","ES-46Z11/098/a4 MS DALI*","4x26",40,7864,1,"ks","8591728452339",94051098,5.8,7.7,2,"0,52x0,52x0,53","0,21x0,165x1,00",0.178]
[45236,"ADRIA 4 ","NKC-232Z11/16/098/a2 MS*","2x32",40,7067,1,"ks","8591728452360",94051098,5.7,7.6,2,"0,52x0,52x0,53","0,21x0,165x0,60",0.163]
[45237,"ADRIA 4 ","NKC-232Z11/16/098/a3 MS*","2x32",40,7160,1,"ks","8591728452377",94051098,5.8,7.7,2,"0,52x0,52x0,53","0,21x0,165x0,80",0.17]
[45240,"ADRIA 4 ","Z11/098/a1 NL",150,40,3584,1,"ks","8591728452407",94051091,5,6.9,2,"0,52x0,52x0,53","0,21x0,165x0,40",0.156]
[45241,"ADRIA 4 ","Z11/098/a2 NL",150,40,3638,1,"ks","8591728452414",94051091,5.1,7,2,"0,52x0,52x0,53","0,21x0,165x0,60",0.163]
[45244,"ADRIA 4 ","Z11/098/a5 NL",150,40,3811,1,"ks","8591728452445",94051091,5.4,7.3,2,"0,52x0,52x0,53","0,21x0,165x1,20",0.185]
[44220,"ADRIA 4 ","E-26Z11/098/a1 NL 32W*","2x32",40,4309,1,"ks","8591728442200",94051098,5.4,7.4,2,"0,52x0,52x0,53","0,21x0,165x0,40",0.156]
[44223,"ADRIA 4 ","E-26Z11/098/a4 NL 32W*","2x32",40,4461,1,"ks","8591728442231",94051098,5.7,7.6,2,"0,52x0,52x0,53","0,21x0,165x1,00",0.178]
[45250,"ADRIA 4 ","E-46Z11/098/a1 NL*","4x26",40,4850,1,"ks","8591728452506",94051098,5.5,7.4,2,"0,52x0,52x0,53","0,21x0,165x0,40",0.156]
[45253,"ADRIA 4 ","E-46Z11/098/a4 NL*","4x26",40,5002,1,"ks","8591728452537",94051098,5.8,7.7,2,"0,52x0,52x0,53","0,21x0,165x1,00",0.178]
[45254,"ADRIA 4 ","E-46Z11/098/a5 NL*","4x26",40,5076,1,"ks","8591728452544",94051098,5.9,7.8,2,"0,52x0,52x0,53","0,21x0,165x1,20",0.185]
[45257,"ADRIA 4 ","E-38Z11/098/a3 NL*","3x42",40,4918,1,"ks","8591728452575",94051098,5.7,7.6,2,"0,52x0,52x0,53","0,21x0,165x0,80",0.17]
[45258,"ADRIA 4 ","E-38Z11/098/a4 NL*","3x42",40,4963,1,"ks","8591728452582",94051098,5.8,7.7,2,"0,52x0,52x0,53","0,21x0,165x1,00",0.178]
[45261,"ADRIA 4 ","ES-46Z11/098/a2 NL 1-10V*","4x26",40,6706,1,"ks","8591728452612",94051098,5.6,7.5,2,"0,52x0,52x0,53","0,21x0,165x0,60",0.163]
[45262,"ADRIA 4 ","ES-46Z11/098/a3 NL 1-10V*","4x26",40,6759,1,"ks","8591728452629",94051098,5.7,7.6,2,"0,52x0,52x0,53","0,21x0,165x0,80",0.17]
[45270,"ADRIA 4 ","ES-46Z11/098/a1 NL DALI*","4x26",40,6652,1,"ks","8591728452704",94051098,5.5,7.4,2,"0,52x0,52x0,53","0,21x0,165x0,40",0.156]
[45271,"ADRIA 4 ","ES-46Z11/098/a2 NL DALI*","4x26",40,6706,1,"ks","8591728452711",94051098,5.6,7.5,2,"0,52x0,52x0,53","0,21x0,165x0,60",0.163]
[45274,"ADRIA 4 ","ES-46Z11/098/a5 NL DALI*","4x26",40,6879,1,"ks","8591728452742",94051098,5.9,7.8,2,"0,52x0,52x0,53","0,21x0,165x1,20",0.185]
[45277,"ADRIA 4 ","NKC-232Z11/16/098/a3 NL*","2x32",40,6568,1,"ks","8591728452773",94051098,5.8,7.7,2,"0,52x0,52x0,53","0,21x0,165x0,80",0.17]
[45279,"ADRIA 4 ","NKC-232Z11/16/098/a5 NL*","2x32",40,6688,1,"ks","8591728452797",94051098,6,7.9,2,"0,52x0,52x0,53","0,21x0,165x1,20",0.185]
[45280,"ADRIA 4 ","Z11/098/a1 NB",150,40,3584,1,"ks","8591728452803",94051091,5,6.9,2,"0,52x0,52x0,53","0,21x0,165x0,40",0.156]
[45283,"ADRIA 4 ","Z11/098/a4 NB",150,40,3736,1,"ks","8591728452834",94051091,5.3,7.2,2,"0,52x0,52x0,53","0,21x0,165x1,00",0.178]
[45284,"ADRIA 4 ","Z11/098/a5 NB",150,40,3811,1,"ks","8591728452841",94051091,5.4,7.3,2,"0,52x0,52x0,53","0,21x0,165x1,20",0.185]
[44227,"ADRIA 4 ","E-26Z11/098/a3 NB 32W*","2x32",40,4416,1,"ks","8591728442279",94051098,5.6,7.5,2,"0,52x0,52x0,53","0,21x0,165x0,80",0.17]
[44228,"ADRIA 4 ","E-26Z11/098/a4 NB 32W*","2x32",40,4461,1,"ks","8591728442286",94051098,5.7,7.6,2,"0,52x0,52x0,53","0,21x0,165x1,00",0.178]
[45291,"ADRIA 4 ","E-46Z11/098/a2 NB*","4x26",40,4904,1,"ks","8591728452919",94051098,5.6,7.5,2,"0,52x0,52x0,53","0,21x0,165x0,60",0.163]
[45292,"ADRIA 4 ","E-46Z11/098/a3 NB*","4x26",40,4957,1,"ks","8591728452926",94051098,5.7,7.6,2,"0,52x0,52x0,53","0,21x0,165x0,80",0.17]
[45294,"ADRIA 4 ","E-46Z11/098/a5 NB*","4x26",40,5076,1,"ks","8591728452940",94051098,5.9,7.8,2,"0,52x0,52x0,53","0,21x0,165x1,20",0.185]
[45297,"ADRIA 4 ","E-38Z11/098/a3 NB*","3x42",40,4918,1,"ks","8591728452971",94051098,5.7,7.6,2,"0,52x0,52x0,53","0,21x0,165x0,80",0.17]
[45300,"ADRIA 4 ","ES-46Z11/098/a1 NB 1-10V*","4x26",40,6652,1,"ks","8591728453008",94051098,5.5,7.4,2,"0,52x0,52x0,53","0,21x0,165x0,40",0.156]
[45301,"ADRIA 4 ","ES-46Z11/098/a2 NB 1-10V*","4x26",40,6706,1,"ks","8591728453015",94051098,5.6,7.5,2,"0,52x0,52x0,53","0,21x0,165x0,60",0.163]
[45304,"ADRIA 4 ","ES-46Z11/098/a5 NB 1-10V*","4x26",40,6879,1,"ks","8591728453046",94051098,5.9,7.8,2,"0,52x0,52x0,53","0,21x0,165x1,20",0.185]
[45310,"ADRIA 4 ","ES-46Z11/098/a1 NB DALI*","4x26",40,6652,1,"ks","8591728453107",94051098,5.5,7.4,2,"0,52x0,52x0,53","0,21x0,165x0,40",0.156]
[45313,"ADRIA 4 ","ES-46Z11/098/a4 NB DALI*","4x26",40,6804,1,"ks","8591728453138",94051098,5.8,7.7,2,"0,52x0,52x0,53","0,21x0,165x1,00",0.178]
[45314,"ADRIA 4 ","ES-46Z11/098/a5 NB DALI*","4x26",40,6879,1,"ks","8591728453145",94051098,5.9,7.8,2,"0,52x0,52x0,53","0,21x0,165x1,20",0.185]
[45317,"ADRIA 4 ","NKC-232Z11/16/098/a3 NB*","2x32",40,6568,1,"ks","8591728453176",94051098,5.8,7.7,2,"0,52x0,52x0,53","0,21x0,165x0,80",0.17]
[45318,"ADRIA 4 ","NKC-232Z11/16/098/a4 NB*","2x32",40,6613,1,"ks","8591728453183",94051098,5.9,7.8,2,"0,52x0,52x0,53","0,21x0,165x1,00",0.178]
[44230,"ADRIA L4  ","E-26ZL11/098/L100 B 32W*","2x32",40,4043,1,"ks","8591728442309",94051098,5.4,6.9,2,"0,52x0,52x0,53","0,35x0,12x0,12",0.148]
[44231,"ADRIA L4  ","E-26ZL11/098/L200 B 32W*","2x32",40,4106,1,"ks","8591728442316",94051098,5.5,7,2,"0,52x0,52x0,53","0,35x0,12x0,12",0.148]
[45382,"ADRIA L4  ","E-38ZL11/098/L100 B*","3x42",40,4545,1,"ks","8591728453824",94051098,5.5,7,2,"0,52x0,52x0,53","0,35x0,12x0,12",0.148]
[45383,"ADRIA L4  ","E-38ZL11/098/L200 B*","3x42",40,4609,1,"ks","8591728453831",94051098,5.6,7.1,2,"0,52x0,52x0,53","0,35x0,12x0,12",0.148]
[45388,"ADRIA L4  ","ES-46ZL11/098/L100 B DALI*","4x26",40,6825,1,"ks","8591728453886",94051098,5.5,7,2,"0,52x0,52x0,53","0,35x0,12x0,12",0.148]
[45389,"ADRIA L4  ","ES-46ZL11/098/L200 B DALI*","4x26",40,6888,1,"ks","8591728453893",94051098,5.6,7.1,2,"0,52x0,52x0,53","0,35x0,12x0,12",0.148]
[42492,"ADRIA L4  ","ZL11/098/L100 MS",150,40,3825,1,"ks","8591728424923",94051091,5.1,6.6,2,"0,52x0,52x0,53","0,35x0,12x0,12",0.148]
[42493,"ADRIA L4  ","ZL11/098/L200 MS",150,40,3889,1,"ks","8591728424930",94051091,5.2,6.7,2,"0,52x0,52x0,53","0,35x0,12x0,12",0.148]
[44233,"ADRIA L4  ","E-26ZL11/098/L200 MS 32W*","2x32",40,4614,1,"ks","8591728442330",94051098,5.5,7,2,"0,52x0,52x0,53","0,35x0,12x0,12",0.148]
[45394,"ADRIA L4  ","E-38ZL11/098/L100 MS*","3x42",40,5053,1,"ks","8591728453947",94051098,5.5,7,2,"0,52x0,52x0,53","0,35x0,12x0,12",0.148]
[45397,"ADRIA L4  ","ES-46ZL11/098/L200 MS 1-10V*","4x26",40,6957,1,"ks","8591728453978",94051098,5.6,7.1,2,"0,52x0,52x0,53","0,35x0,12x0,12",0.148]
[45400,"ADRIA L4  ","ES-46ZL11/098/L100 MS DALI*","4x26",40,7399,1,"ks","8591728454005",94051098,5.5,7,2,"0,52x0,52x0,53","0,35x0,12x0,12",0.148]
[45403,"ADRIA L4  ","NKC-232ZL/16/098/L200 MS*","2x32",40,6766,1,"ks","8591728454036",94051098,5.7,7.2,2,"0,52x0,52x0,53","0,35x0,12x0,12",0.148]
[45404,"ADRIA L4  ","ZL11/098/L100 NL",150,40,3608,1,"ks","8591728454043",94051091,5.1,6.6,2,"0,52x0,52x0,53","0,35x0,12x0,12",0.148]
[44235,"ADRIA L4  ","E-26ZL11/098/L200 NL 32W*","2x32",40,4396,1,"ks","8591728442354",94051098,5.5,7,2,"0,52x0,52x0,53","0,35x0,12x0,12",0.148]
[45408,"ADRIA L4  ","E-46ZL11/098/L100 NL*","4x26",40,4915,1,"ks","8591728454081",94051098,5.5,7,2,"0,52x0,52x0,53","0,35x0,12x0,12",0.148]
[45411,"ADRIA L4  ","E-38ZL11/098/L200 NL*","3x42",40,4899,1,"ks","8591728454111",94051098,5.6,7.1,2,"0,52x0,52x0,53","0,35x0,12x0,12",0.148]
[45412,"ADRIA L4  ","ES-46ZL11/098/L100 NL 1-10V*","4x26",40,6676,1,"ks","8591728454128",94051098,5.5,7,2,"0,52x0,52x0,53","0,35x0,12x0,12",0.148]
[45417,"ADRIA L4  ","ES-46ZL11/098/L200 NL DALI*","4x26",40,7178,1,"ks","8591728454173",94051098,5.6,7.1,2,"0,52x0,52x0,53","0,35x0,12x0,12",0.148]
[45419,"ADRIA L4  ","NKC-232ZL/16/098/L200 NL*","2x32",40,6548,1,"ks","8591728454197",94051098,5.7,7.2,2,"0,52x0,52x0,53","0,35x0,12x0,12",0.148]
[44236,"ADRIA L4  ","E-26ZL11/098/L100 NB 32W*","2x32",40,4333,1,"ks","8591728442361",94051098,5.4,6.9,2,"0,52x0,52x0,53","0,35x0,12x0,12",0.148]
[44237,"ADRIA L4  ","E-26ZL11/098/L200 NB 32W*","2x32",40,4396,1,"ks","8591728442378",94051098,5.5,7,2,"0,52x0,52x0,53","0,35x0,12x0,12",0.148]
[45426,"ADRIA L4  ","E-38ZL11/098/L100 NB*","3x42",40,4835,1,"ks","8591728454265",94051098,5.5,7,2,"0,52x0,52x0,53","0,35x0,12x0,12",0.148]
[45427,"ADRIA L4  ","E-38ZL11/098/L200 NB*","3x42",40,4899,1,"ks","8591728454272",94051098,5.6,7.1,2,"0,52x0,52x0,53","0,35x0,12x0,12",0.148]
[45432,"ADRIA L4  ","ES-46ZL11/098/L100 NB DALI*","4x26",40,7115,1,"ks","8591728454326",94051098,5.5,7,2,"0,52x0,52x0,53","0,35x0,12x0,12",0.148]
[45433,"ADRIA L4  ","ES-46ZL11/098/L200 NB DALI*","4x26",40,7178,1,"ks","8591728454333",94051098,5.6,7.1,2,"0,52x0,52x0,53","0,35x0,12x0,12",0.148]
[53040,"ADRIA S4  ","ZS11/098/L100 B",150,40,3492,1,"ks","8591728530402",94051091,5.2,6.7,2,"0,52x0,52x0,53","0,35x0,12x0,12",0.148]
[53043,"ADRIA S4  ","ES-46ZS11/098/L100 B 1-10V*","4x26",40,6560,1,"ks","8591728530433",94051098,5.5,7,2,"0,52x0,52x0,53","0,35x0,12x0,12",0.148]
[53045,"ADRIA S4  ","NKC-232ZS/16/098/L100 B*","2x32",40,6368,1,"ks","8591728530457",94051098,5.6,7.1,2,"0,52x0,52x0,53","0,35x0,12x0,12",0.148]
[53046,"ADRIA S4  ","ZS11/098/L100 MS",150,40,3999,1,"ks","8591728530464",94051091,5.2,6.7,2,"0,52x0,52x0,53","0,35x0,12x0,12",0.148]
[53049,"ADRIA S4  ","ES-46ZS11/098/L100 MS 1-10V*","4x26",40,7067,1,"ks","8591728530495",94051098,5.5,7,2,"0,52x0,52x0,53","0,35x0,12x0,12",0.148]
[53050,"ADRIA S4  ","ES-46ZS11/098/L100 MS DALI*","4x26",40,7173,1,"ks","8591728530501",94051098,5.5,7,2,"0,52x0,52x0,53","0,35x0,12x0,12",0.148]
[53053,"ADRIA S4  ","E-26ZS11/098/L100 NL 32W*","2x32",40,4507,1,"ks","8591728530532",94051098,5.4,6.9,2,"0,52x0,52x0,53","0,35x0,12x0,12",0.148]
[53054,"ADRIA S4  ","E-46ZS11/098/L100 NL*","4x26",40,5089,1,"ks","8591728530549",94051098,5.5,7,2,"0,52x0,52x0,53","0,35x0,12x0,12",0.148]
[53057,"ADRIA S4  ","NKC-232ZS/16/098/L100 NL*","2x32",40,6658,1,"ks","8591728530570",94051098,5.6,7.1,2,"0,52x0,52x0,53","0,35x0,12x0,12",0.148]
[53058,"ADRIA S4  ","ZS11/098/L100 NB",150,40,3782,1,"ks","8591728530587",94051091,5.2,6.7,2,"0,52x0,52x0,53","0,35x0,12x0,12",0.148]
[53062,"ADRIA S4  ","ES-46ZS11/098/L100 NB DALI*","4x26",40,7289,1,"ks","8591728530624",94051098,5.5,7,2,"0,52x0,52x0,53","0,35x0,12x0,12",0.148]
[53063,"ADRIA S4  ","NKC-232ZS/16/098/L100 NB*","2x32",40,6658,1,"ks","8591728530631",94051098,5.6,7.1,2,"0,52x0,52x0,53","0,35x0,12x0,12",0.148]
[45702,"ADRIA 5  ","Z11/099/a3 B",150,40,7036.24,1,"ks","8591728457020",94051091,5,7.7,2,"0,62x0,62x0,63","0,30x0,30x0,80",0.314]
[45703,"ADRIA 5  ","Z11/099/a4 B",150,40,7045.6,1,"ks","8591728457037",94051091,5,7.7,2,"0,62x0,62x0,63","0,30x0,30x1,00",0.332]
[45706,"ADRIA 5  ","Z11/3/099/a2 B","3x60",40,7220.32,1,"ks","8591728457068",94051091,5,7.7,2,"0,62x0,62x0,63","0,30x0,30x0,60",0.296]
[45707,"ADRIA 5  ","Z11/3/099/a3 B","3x60",40,7256.72,1,"ks","8591728457075",94051091,5,7.7,2,"0,62x0,62x0,63","0,30x0,30x0,80",0.314]
[45710,"ADRIA 5  ","E-38Z11/099/a1 B*","3x42",40,8169.84,1,"ks","8591728457105",94051098,5,7.7,2,"0,62x0,62x0,63","0,30x0,30x0,40",0.278]
[45711,"ADRIA 5  ","E-38Z11/099/a2 B*","3x42",40,8227.04,1,"ks","8591728457112",94051098,5,7.7,2,"0,62x0,62x0,63","0,30x0,30x0,60",0.296]
[45714,"ADRIA 5  ","E-38Z11/099/a5 B*","3x42",40,8323.76,1,"ks","8591728457143",94051098,5,7.7,2,"0,62x0,62x0,63","0,30x0,30x1,20",0.35]
[45715,"ADRIA 5  ","E-48Z11/099/a1 B*","4x42",40,8208.32,1,"ks","8591728457150",94051098,5,7.7,2,"0,62x0,62x0,63","0,30x0,30x0,40",0.278]
[45719,"ADRIA 5  ","E-48Z11/099/a5 B*","4x42",40,8362.24,1,"ks","8591728457198",94051098,5,7.7,2,"0,62x0,62x0,63","0,30x0,30x1,20",0.35]
[45720,"ADRIA 5  ","ES-48Z11/099/a1 B 1-10V*","4x42",40,10516.08,1,"ks","8591728457204",94051098,5,7.7,2,"0,62x0,62x0,63","0,30x0,30x0,40",0.278]
[45723,"ADRIA 5  ","ES-48Z11/099/a4 B 1-10V*","4x42",40,10619.04,1,"ks","8591728457235",94051098,5,7.7,2,"0,62x0,62x0,63","0,30x0,30x1,00",0.332]
[45724,"ADRIA 5  ","ES-48Z11/099/a5 B 1-10V*","4x42",40,10670,1,"ks","8591728457242",94051098,5,7.7,2,"0,62x0,62x0,63","0,30x0,30x1,20",0.35]
[45727,"ADRIA 5  ","ES-48Z11/099/a3 B DALI*","4x42",40,10766.720000000001,1,"ks","8591728457273",94051098,5,7.7,2,"0,62x0,62x0,63","0,30x0,30x0,80",0.314]
[45728,"ADRIA 5  ","ES-48Z11/099/a4 B DALI*","4x42",40,10817.68,1,"ks","8591728457280",94051098,5,7.7,2,"0,62x0,62x0,63","0,30x0,30x1,00",0.332]
[45731,"ADRIA 5  ","Z11/099/a2 MS",150,40,7833.92,1,"ks","8591728457310",94051091,5,7.7,2,"0,62x0,62x0,63","0,30x0,30x0,60",0.296]
[45732,"ADRIA 5  ","Z11/099/a3 MS",150,40,7870.32,1,"ks","8591728457327",94051091,5,7.7,2,"0,62x0,62x0,63","0,30x0,30x0,80",0.314]
[45735,"ADRIA 5  ","Z11/3/099/a1 MS","3x60",40,7997.2,1,"ks","8591728457358",94051091,5,7.7,2,"0,62x0,62x0,63","0,30x0,30x0,40",0.278]
[45736,"ADRIA 5  ","Z11/3/099/a2 MS","3x60",40,8054.4,1,"ks","8591728457365",94051091,5,7.7,2,"0,62x0,62x0,63","0,30x0,30x0,60",0.296]
[45740,"ADRIA 5  ","E-38Z11/099/a1 MS*","3x42",40,9003.92,1,"ks","8591728457402",94051098,5,7.7,2,"0,62x0,62x0,63","0,30x0,30x0,40",0.278]
[45741,"ADRIA 5  ","E-38Z11/099/a2 MS*","3x42",40,9061.119999999999,1,"ks","8591728457419",94051098,5,7.7,2,"0,62x0,62x0,63","0,30x0,30x0,60",0.296]
[45744,"ADRIA 5  ","E-38Z11/099/a5 MS*","3x42",40,9157.84,1,"ks","8591728457440",94051098,5,7.7,2,"0,62x0,62x0,63","0,30x0,30x1,20",0.35]
[45745,"ADRIA 5  ","E-48Z11/099/a1 MS*","4x42",40,9042.4,1,"ks","8591728457457",94051098,5,7.7,2,"0,62x0,62x0,63","0,30x0,30x0,40",0.278]
[45748,"ADRIA 5  ","E-48Z11/099/a4 MS*","4x42",40,9142.24,1,"ks","8591728457488",94051098,5,7.7,2,"0,62x0,62x0,63","0,30x0,30x1,00",0.332]
[45749,"ADRIA 5  ","E-48Z11/099/a5 MS*","4x42",40,9196.32,1,"ks","8591728457495",94051098,5,7.7,2,"0,62x0,62x0,63","0,30x0,30x1,20",0.35]
[45752,"ADRIA 5  ","ES-48Z11/099/a3 MS 1-10V*","4x42",40,11443.76,1,"ks","8591728457525",94051098,5,7.7,2,"0,62x0,62x0,63","0,30x0,30x0,80",0.314]
[45753,"ADRIA 5  ","ES-48Z11/099/a4 MS 1-10V*","4x42",40,11453.119999999999,1,"ks","8591728457532",94051098,5,7.7,2,"0,62x0,62x0,63","0,30x0,30x1,00",0.332]
[45756,"ADRIA 5  ","ES-48Z11/099/a2 MS DALI*","4x42",40,11555.04,1,"ks","8591728457563",94051098,5,7.7,2,"0,62x0,62x0,63","0,30x0,30x0,60",0.296]
[45758,"ADRIA 5  ","ES-48Z11/099/a4 MS DALI*","4x42",40,11600.8,1,"ks","8591728457587",94051098,5,7.7,2,"0,62x0,62x0,63","0,30x0,30x1,00",0.332]
[45761,"ADRIA 5  ","Z11/099/a2 NL",150,40,7351.36,1,"ks","8591728457617",94051091,5,7.7,2,"0,62x0,62x0,63","0,30x0,30x0,60",0.296]
[45762,"ADRIA 5  ","Z11/099/a3 NL",150,40,7387.76,1,"ks","8591728457624",94051091,5,7.7,2,"0,62x0,62x0,63","0,30x0,30x0,80",0.314]
[45765,"ADRIA 5  ","Z11/3/099/a1 NL","3x60",40,7514.64,1,"ks","8591728457655",94051091,5,7.7,2,"0,62x0,62x0,63","0,30x0,30x0,40",0.278]
[45766,"ADRIA 5  ","Z11/3/099/a2 NL","3x60",40,7571.84,1,"ks","8591728457662",94051091,5,7.7,2,"0,62x0,62x0,63","0,30x0,30x0,60",0.296]
[45769,"ADRIA 5  ","Z11/3/099/a5 NL","3x60",40,7741.360000000001,1,"ks","8591728457693",94051091,5,7.7,2,"0,62x0,62x0,63","0,30x0,30x1,20",0.35]
[45770,"ADRIA 5  ","E-38Z11/099/a1 NL*","3x42",40,8521.36,1,"ks","8591728457709",94051098,5,7.7,2,"0,62x0,62x0,63","0,30x0,30x0,40",0.278]
[45773,"ADRIA 5  ","E-38Z11/099/a4 NL*","3x42",40,8621.2,1,"ks","8591728457730",94051098,5,7.7,2,"0,62x0,62x0,63","0,30x0,30x1,00",0.332]
[45775,"ADRIA 5  ","E-48Z11/099/a1 NL*","4x42",40,8559.84,1,"ks","8591728457754",94051098,5,7.7,2,"0,62x0,62x0,63","0,30x0,30x0,40",0.278]
[45778,"ADRIA 5  ","E-48Z11/099/a4 NL*","4x42",40,8659.68,1,"ks","8591728457785",94051098,5,7.7,2,"0,62x0,62x0,63","0,30x0,30x1,00",0.332]
[45779,"ADRIA 5  ","E-48Z11/099/a5 NL*","4x42",40,8713.76,1,"ks","8591728457792",94051098,5,7.7,2,"0,62x0,62x0,63","0,30x0,30x1,20",0.35]
[45782,"ADRIA 5  ","ES-48Z11/099/a3 NL 1-10V*","4x42",40,10415.2,1,"ks","8591728457822",94051098,5,7.7,2,"0,62x0,62x0,63","0,30x0,30x0,80",0.314]
[45783,"ADRIA 5  ","ES-48Z11/099/a4 NL 1-10V*","4x42",40,10424.56,1,"ks","8591728457839",94051098,5,7.7,2,"0,62x0,62x0,63","0,30x0,30x1,00",0.332]
[45786,"ADRIA 5  ","ES-48Z11/099/a2 NL DALI*","4x42",40,10899.84,1,"ks","8591728457860",94051098,5,7.7,2,"0,62x0,62x0,63","0,30x0,30x0,60",0.296]
[45787,"ADRIA 5  ","ES-48Z11/099/a3 NL DALI*","4x42",40,10933.119999999999,1,"ks","8591728457877",94051098,5,7.7,2,"0,62x0,62x0,63","0,30x0,30x0,80",0.314]
[45790,"ADRIA 5  ","Z11/099/a1 NB",150,40,7294.16,1,"ks","8591728457907",94051091,5,7.7,2,"0,62x0,62x0,63","0,30x0,30x0,40",0.278]
[45791,"ADRIA 5  ","Z11/099/a2 NB",150,40,7351.36,1,"ks","8591728457914",94051091,5,7.7,2,"0,62x0,62x0,63","0,30x0,30x0,60",0.296]
[45795,"ADRIA 5  ","Z11/3/099/a1 NB","3x60",40,7514.64,1,"ks","8591728457952",94051091,5,7.7,2,"0,62x0,62x0,63","0,30x0,30x0,40",0.278]
[45796,"ADRIA 5  ","Z11/3/099/a2 NB","3x60",40,7571.84,1,"ks","8591728457969",94051091,5,7.7,2,"0,62x0,62x0,63","0,30x0,30x0,60",0.296]
[45799,"ADRIA 5  ","Z11/3/099/a5 NB","3x60",40,7741.360000000001,1,"ks","8591728457990",94051091,5,7.7,2,"0,62x0,62x0,63","0,30x0,30x1,20",0.35]
[45800,"ADRIA 5  ","E-38Z11/099/a1 NB*","3x42",40,8521.36,1,"ks","8591728458003",94051098,5,7.7,2,"0,62x0,62x0,63","0,30x0,30x0,40",0.278]
[45803,"ADRIA 5  ","E-38Z11/099/a4 NB*","3x42",40,8621.2,1,"ks","8591728458034",94051098,5,7.7,2,"0,62x0,62x0,63","0,30x0,30x1,00",0.332]
[45804,"ADRIA 5  ","E-38Z11/099/a5 NB*","3x42",40,8675.28,1,"ks","8591728458041",94051098,5,7.7,2,"0,62x0,62x0,63","0,30x0,30x1,20",0.35]
[45807,"ADRIA 5  ","E-48Z11/099/a3 NB*","4x42",40,8650.32,1,"ks","8591728458072",94051098,5,7.7,2,"0,62x0,62x0,63","0,30x0,30x0,80",0.314]
[45808,"ADRIA 5  ","E-48Z11/099/a4 NB*","4x42",40,8659.68,1,"ks","8591728458089",94051098,5,7.7,2,"0,62x0,62x0,63","0,30x0,30x1,00",0.332]
[45811,"ADRIA 5  ","ES-48Z11/099/a2 NB 1-10V*","4x42",40,10381.92,1,"ks","8591728458119",94051098,5,7.7,2,"0,62x0,62x0,63","0,30x0,30x0,60",0.296]
[45812,"ADRIA 5  ","ES-48Z11/099/a3 NB 1-10V*","4x42",40,10415.2,1,"ks","8591728458126",94051098,5,7.7,2,"0,62x0,62x0,63","0,30x0,30x0,80",0.314]
[45814,"ADRIA 5  ","ES-48Z11/099/a5 NB 1-10V*","4x42",40,10478.64,1,"ks","8591728458140",94051098,5,7.7,2,"0,62x0,62x0,63","0,30x0,30x1,20",0.35]
[45817,"ADRIA 5  ","ES-48Z11/099/a3 NB DALI*","4x42",40,10933.119999999999,1,"ks","8591728458171",94051098,5,7.7,2,"0,62x0,62x0,63","0,30x0,30x0,80",0.314]
[45830,"ADRIA L5  ","ZL11/099/L100 B",150,40,7027.92,1,"ks","8591728458300",94051091,5,7.4,2,"0,62x0,62x0,63","0,35x0,20x0,20",0.256]
[45831,"ADRIA L5  ","ZL11/099/L200 B",150,40,7091.36,1,"ks","8591728458317",94051091,6.5,8.9,2,"0,62x0,62x0,63","0,35x0,20x0,20",0.256]
[45834,"ADRIA L5  ","E-38ZL11/099/L100 B*","3x42",40,8255.12,1,"ks","8591728458348",94051098,6.8,9.2,2,"0,62x0,62x0,63","0,35x0,20x0,20",0.256]
[45835,"ADRIA L5  ","E-38ZL11/099/L200 B*","3x42",40,8318.56,1,"ks","8591728458355",94051098,6.8,9.2,2,"0,62x0,62x0,63","0,35x0,20x0,20",0.256]
[45838,"ADRIA L5  ","ES-48ZL11/099/L100 B 1-10V*","4x42",40,10601.36,1,"ks","8591728458386",94051098,7,9.4,2,"0,62x0,62x0,63","0,35x0,20x0,20",0.256]
[45839,"ADRIA L5  ","ES-48ZL11/099/L200 B 1-10V*","4x42",40,10664.8,1,"ks","8591728458393",94051098,7,9.4,2,"0,62x0,62x0,63","0,35x0,20x0,20",0.256]
[45842,"ADRIA L5  ","ZL11/099/L100 MS",150,40,7535.4400000000005,1,"ks","8591728458423",94051091,5,7.4,2,"0,62x0,62x0,63","0,35x0,20x0,20",0.256]
[45843,"ADRIA L5  ","ZL11/099/L200 MS",150,40,7598.88,1,"ks","8591728458430",94051091,5,7.4,2,"0,62x0,62x0,63","0,35x0,20x0,20",0.256]
[45847,"ADRIA L5  ","E-38ZL11/099/L200 MS*","3x42",40,8826.08,1,"ks","8591728458478",94051098,6.8,9.2,2,"0,62x0,62x0,63","0,35x0,20x0,20",0.256]
[45848,"ADRIA L5  ","E-48ZL11/099/L100 MS*","4x42",40,8842.720000000001,1,"ks","8591728458485",94051098,6.9,9.3,2,"0,62x0,62x0,63","0,35x0,20x0,20",0.256]
[45851,"ADRIA L5  ","ES-48ZL11/099/L200 MS 1-10V*","4x42",40,11172.32,1,"ks","8591728458515",94051098,7,9.4,2,"0,62x0,62x0,63","0,35x0,20x0,20",0.256]
[45852,"ADRIA L5  ","ES-48ZL11/099/L100 MS DALI*","4x42",40,11256.560000000001,1,"ks","8591728458522",94051098,7,9.4,2,"0,62x0,62x0,63","0,35x0,20x0,20",0.256]
[45855,"ADRIA L5  ","ZL11/099/L200 NL",150,40,7381.52,1,"ks","8591728458553",94051091,5,7.4,2,"0,62x0,62x0,63","0,35x0,20x0,20",0.256]
[45856,"ADRIA L5  ","ZL11/3/099/L100 NL","3x60",40,7538.5599999999995,1,"ks","8591728458560",94051091,5,7.4,2,"0,62x0,62x0,63","0,35x0,20x0,20",0.256]
[45859,"ADRIA L5  ","E-38ZL11/099/L200 NL*","3x42",40,8608.720000000001,1,"ks","8591728458591",94051098,6.8,9.2,2,"0,62x0,62x0,63","0,35x0,20x0,20",0.256]
[45860,"ADRIA L5  ","E-48ZL11/099/L100 NL*","4x42",40,8625.36,1,"ks","8591728458607",94051098,6.9,9.3,2,"0,62x0,62x0,63","0,35x0,20x0,20",0.256]
[45862,"ADRIA L5  ","ES-48ZL11/099/L100 NL 1-10V*","4x42",40,10891.52,1,"ks","8591728458621",94051098,7,9.4,2,"0,62x0,62x0,63","0,35x0,20x0,20",0.256]
[45865,"ADRIA L5  ","ES-48ZL11/099/L200 NL DALI*","4x42",40,11102.64,1,"ks","8591728458652",94051098,7,9.4,2,"0,62x0,62x0,63","0,35x0,20x0,20",0.256]
[45868,"ADRIA L5  ","ZL11/3/099/L100 NB","3x60",40,7538.5599999999995,1,"ks","8591728458683",94051091,5,7.4,2,"0,62x0,62x0,63","0,35x0,20x0,20",0.256]
[45869,"ADRIA L5  ","ZL11/3/099/L200 NB","3x60",40,7602,1,"ks","8591728458690",94051091,5.6,8,2,"0,62x0,62x0,63","0,35x0,20x0,20",0.256]
[45872,"ADRIA L5  ","E-48ZL11/099/L100 NB*","4x42",40,8625.36,1,"ks","8591728458720",94051098,6.9,9.3,2,"0,62x0,62x0,63","0,35x0,20x0,20",0.256]
[45873,"ADRIA L5  ","E-48ZL11/099/L200 NB*","4x42",40,8688.8,1,"ks","8591728458737",94051098,6.9,9.3,2,"0,62x0,62x0,63","0,35x0,20x0,20",0.256]
[45876,"ADRIA L5  ","ES-48ZL11/099/L100 NB DALI*","4x42",40,11039.2,1,"ks","8591728458768",94051098,7,9.4,2,"0,62x0,62x0,63","0,35x0,20x0,20",0.256]
[45877,"ADRIA L5  ","ES-48ZL11/099/L200 NB DALI*","4x42",40,11102.64,1,"ks","8591728458775",94051098,7,9.4,2,"0,62x0,62x0,63","0,35x0,20x0,20",0.256]
[53066,"ADRIA S5  ","E-38ZS11/099/L100 B*","3x42",40,8428.8,1,"ks","8591728530662",94051098,6.8,9.2,2,"0,62x0,62x0,63","0,35x0,20x0,20",0.256]
[53068,"ADRIA S5  ","ES-48ZS11/099/L100 B 1-10V*","4x42",40,10775.04,1,"ks","8591728530686",94051098,7,9.4,2,"0,62x0,62x0,63","0,35x0,20x0,20",0.256]
[53071,"ADRIA S5  ","ZS11/3/099/L100 MS","3X60",40,7929.6,1,"ks","8591728530716",94051091,5,7.4,2,"0,62x0,62x0,63","0,35x0,20x0,20",0.256]
[53072,"ADRIA S5  ","E-38ZS11/099/L100 MS*","3x42",40,8936.32,1,"ks","8591728530723",94051098,6.8,9.2,2,"0,62x0,62x0,63","0,35x0,20x0,20",0.256]
[53075,"ADRIA S5  ","ES-48ZS11/099/L100 MS DALI*","4x42",40,11430.24,1,"ks","8591728530754",94051098,7,9.4,2,"0,62x0,62x0,63","0,35x0,20x0,20",0.256]
[53076,"ADRIA S5  ","ZS11/099/L100 NL",150,40,7491.76,1,"ks","8591728530761",94051091,5,7.4,2,"0,62x0,62x0,63","0,35x0,20x0,20",0.256]
[53079,"ADRIA S5  ","E-48ZS11/099/L100 NL*","4x42",40,8799.04,1,"ks","8591728530792",94051098,6.9,9.3,2,"0,62x0,62x0,63","0,35x0,20x0,20",0.256]
[53080,"ADRIA S5  ","ES-48ZS11/099/L100 NL 1-10V*","4x42",40,11065.2,1,"ks","8591728530808",94051098,7,9.4,2,"0,62x0,62x0,63","0,35x0,20x0,20",0.256]
[53083,"ADRIA S5  ","ZS11/3/099/L100 NB","3X60",40,7712.24,1,"ks","8591728530839",94051091,5,7.4,2,"0,62x0,62x0,63","0,35x0,20x0,20",0.256]
[53084,"ADRIA S5  ","E-38ZS11/099/L100 NB*","3x42",40,8718.96,1,"ks","8591728530846",94051098,6.8,9.2,2,"0,62x0,62x0,63","0,35x0,20x0,20",0.256]
[53087,"ADRIA S5  ","ES-48ZS11/099/L100 NB DALI*","4x42",40,11212.880000000001,1,"ks","8591728530877",94051098,7,9.4,2,"0,62x0,62x0,63","0,35x0,20x0,20",0.256]
[42232,"ASTRA ","Z11/095/a3 B",150,40,2374.7024,1,"ks","8591728422325",94051091,4.9,6.7,2,"0,405x0,405x0,415","0,21x0,165x0,80",0.095]
[42234,"ASTRA ","Z11/095/a5 B",150,40,2437.4352,1,"ks","8591728422349",94051091,5.1,6.9,2,"0,405x0,405x0,415","0,21x0,165x1,20",0.109]
[42235,"ASTRA ","E-26Z11/095/a1 B*","2x26",40,2952.36,1,"ks","8591728422356",94051098,5,6.8,2,"0,405x0,405x0,415","0,21x0,165x0,40",0.081]
[42238,"ASTRA ","E-26Z11/095/a4 B*","2x26",40,3052.2,1,"ks","8591728422387",94051098,5.3,7.1,2,"0,405x0,405x0,415","0,21x0,165x1,00",0.102]
[42239,"ASTRA ","E-26Z11/095/a5 B*","2x26",40,3107.3199999999997,1,"ks","8591728422394",94051098,5.4,7.2,2,"0,405x0,405x0,415","0,21x0,165x1,20",0.109]
[45438,"ASTRA ","ES-26Z11/095/a3 B 1-10V*","2x26",40,3909.16,1,"ks","8591728454388",94051098,5.2,7,2,"0,405x0,405x0,415","0,21x0,165x0,80",0.095]
[45439,"ASTRA ","ES-26Z11/095/a4 B 1-10V*","2x26",40,3917.48,1,"ks","8591728454395",94051098,5.3,7.1,2,"0,405x0,405x0,415","0,21x0,165x1,00",0.102]
[45447,"ASTRA ","ES-26Z11/095/a2 B DALI*","2x26",40,4094.28,1,"ks","8591728454470",94051098,5.1,6.9,2,"0,405x0,405x0,415","0,21x0,165x0,60",0.087]
[45448,"ASTRA ","ES-26Z11/095/a3 B DALI*","2x26",40,4128.6,1,"ks","8591728454487",94051098,5.2,7,2,"0,405x0,405x0,415","0,21x0,165x0,80",0.095]
[45452,"ASTRA ","NKC-226Z11/13/095/a2 B*","2x26",40,4540.4400000000005,1,"ks","8591728454524",94051098,5.2,7,2,"0,405x0,405x0,415","0,21x0,165x0,60",0.087]
[45453,"ASTRA ","NKC-226Z11/13/095/a3 B*","2x26",40,4574.76,1,"ks","8591728454531",94051098,5.3,7.1,2,"0,405x0,405x0,415","0,21x0,165x0,80",0.095]
[42260,"ASTRA ","Z11/095/a1 MS",150,40,3117.7616,1,"ks","8591728422608",94051091,4.7,6.5,2,"0,405x0,405x0,415","0,21x0,165x0,40",0.081]
[42261,"ASTRA ","Z11/095/a2 MS",150,40,3242.1456,1,"ks","8591728422615",94051091,4.8,6.6,2,"0,405x0,405x0,415","0,21x0,165x0,60",0.087]
[42264,"ASTRA ","Z11/095/a5 MS",150,40,3473.608,1,"ks","8591728422646",94051091,5.1,6.9,2,"0,405x0,405x0,415","0,21x0,165x1,20",0.109]
[42265,"ASTRA ","E-26Z11/095/a1 MS EVG*","2x26",40,3786.44,1,"ks","8591728422653",94051098,5,6.8,2,"0,405x0,405x0,415","0,21x0,165x0,40",0.081]
[42268,"ASTRA ","E-26Z11/095/a4 MS EVG*","2x26",40,4077.64,1,"ks","8591728422684",94051098,5.3,7.1,2,"0,405x0,405x0,415","0,21x0,165x1,00",0.102]
[42269,"ASTRA ","E-26Z11/095/a5 MS EVG*","2x26",40,4142.12,1,"ks","8591728422691",94051098,5.4,7.2,2,"0,405x0,405x0,415","0,21x0,165x1,20",0.109]
[45458,"ASTRA ","ES-26Z11/095/a3 MS 1-10V*","2x26",40,4868.04,1,"ks","8591728454586",94051098,5.2,7,2,"0,405x0,405x0,415","0,21x0,165x0,80",0.095]
[45459,"ASTRA ","ES-26Z11/095/a4 MS 1-10V*","2x26",40,4942.92,1,"ks","8591728454593",94051098,5.3,7.1,2,"0,405x0,405x0,415","0,21x0,165x1,00",0.102]
[45468,"ASTRA ","ES-26Z11/095/a3 MS DALI*","2x26",40,5087.48,1,"ks","8591728454685",94051098,5.2,7,2,"0,405x0,405x0,415","0,21x0,165x0,80",0.095]
[45469,"ASTRA ","ES-26Z11/095/a4 MS DALI*","2x26",40,5162.360000000001,1,"ks","8591728454692",94051098,5.3,7.1,2,"0,405x0,405x0,415","0,21x0,165x1,00",0.102]
[45472,"ASTRA ","NKC-226Z11/13/095/a2 MS*","2x26",40,5442.120000000001,1,"ks","8591728454722",94051098,5.2,7,2,"0,405x0,405x0,415","0,21x0,165x0,60",0.087]
[45473,"ASTRA ","NKC-226Z11/13/095/a3 MS*","2x26",40,5533.64,1,"ks","8591728454739",94051098,5.3,7.1,2,"0,405x0,405x0,415","0,21x0,165x0,80",0.095]
[45476,"ASTRA ","Z11/095/a1 NL",150,40,2697.56,1,"ks","8591728454760",94051091,4.7,6.5,2,"0,405x0,405x0,415","0,21x0,165x0,40",0.081]
[45477,"ASTRA ","Z11/095/a2 NL",150,40,2707.96,1,"ks","8591728454777",94051091,4.8,6.6,2,"0,405x0,405x0,415","0,21x0,165x0,60",0.087]
[45480,"ASTRA ","Z11/095/a5 NL",150,40,2861.88,1,"ks","8591728454807",94051091,5.1,6.9,2,"0,405x0,405x0,415","0,21x0,165x1,20",0.109]
[45481,"ASTRA ","E-26Z11/095a1 NL*","2x26",40,3303.88,1,"ks","8591728454814",94051098,5,6.8,2,"0,405x0,405x0,415","0,21x0,165x0,40",0.081]
[45483,"ASTRA ","E-26Z11/095/a3 NL*","2x26",40,3411,1,"ks","8591728454838",94051098,5.2,7,2,"0,405x0,405x0,415","0,21x0,165x0,80",0.095]
[45486,"ASTRA ","ES-26Z11/095/a1 NL 1-10V*","2x26",40,4231.5599999999995,1,"ks","8591728454869",94051098,5,6.8,2,"0,405x0,405x0,415","0,21x0,165x0,40",0.081]
[45489,"ASTRA ","ES-26Z11/095/a4 NL 1-10V*","2x26",40,4321,1,"ks","8591728454890",94051098,5.3,7.1,2,"0,405x0,405x0,415","0,21x0,165x1,00",0.102]
[45490,"ASTRA ","ES-26Z11/095/a5 NL 1-10V*","2x26",40,4395.88,1,"ks","8591728454906",94051098,5.4,7.2,2,"0,405x0,405x0,415","0,21x0,165x1,20",0.109]
[45498,"ASTRA ","ES-26Z11/095/a3 NL DALI*","2x26",40,4533.16,1,"ks","8591728454982",94051098,5.2,7,2,"0,405x0,405x0,415","0,21x0,165x0,80",0.095]
[45499,"ASTRA ","ES-26Z11/095/a4 NL DALI*","2x26",40,4495.72,1,"ks","8591728454999",94051098,5.3,7.1,2,"0,405x0,405x0,415","0,21x0,165x1,00",0.102]
[45502,"ASTRA ","NKC-226Z11/13/095/a2 NL*","2x26",40,4907.5599999999995,1,"ks","8591728455026",94051098,5.2,7,2,"0,405x0,405x0,415","0,21x0,165x0,60",0.087]
[45503,"ASTRA ","NKC-226Z11/13/095/a3 NL*","2x26",40,4941.88,1,"ks","8591728455033",94051098,5.3,7.1,2,"0,405x0,405x0,415","0,21x0,165x0,80",0.095]
[45506,"ASTRA ","Z11/095/a1 NB",150,40,2697.56,1,"ks","8591728455064",94051091,4.7,6.5,2,"0,405x0,405x0,415","0,21x0,165x0,40",0.081]
[45507,"ASTRA ","Z11/095/a2 NB",150,40,2707.96,1,"ks","8591728455071",94051091,4.8,6.6,2,"0,405x0,405x0,415","0,21x0,165x0,60",0.087]
[45510,"ASTRA ","Z11/095/a5 NB",150,40,2861.88,1,"ks","8591728455101",94051091,5.1,6.9,2,"0,405x0,405x0,415","0,21x0,165x1,20",0.109]
[45512,"ASTRA ","E-26Z11/095/a2 NB*","2x26",40,3376.6800000000003,1,"ks","8591728455125",94051098,5.1,6.9,2,"0,405x0,405x0,415","0,21x0,165x0,60",0.087]
[45515,"ASTRA ","E-26Z11/095/a5 NB*","2x26",40,3530.6000000000004,1,"ks","8591728455156",94051098,5.4,7.2,2,"0,405x0,405x0,415","0,21x0,165x1,20",0.109]
[45516,"ASTRA ","ES-26Z11/095/a1 NB 1-10V*","2x26",40,4231.5599999999995,1,"ks","8591728455163",94051098,5,6.8,2,"0,405x0,405x0,415","0,21x0,165x0,40",0.081]
[45519,"ASTRA ","ES-26Z11/095/a4 NB 1-10V*","2x26",40,4321,1,"ks","8591728455194",94051098,5.3,7.1,2,"0,405x0,405x0,415","0,21x0,165x1,00",0.102]
[45520,"ASTRA ","ES-26Z11/095/a5 NB 1-10V*","2x26",40,4395.88,1,"ks","8591728455200",94051098,5.4,7.2,2,"0,405x0,405x0,415","0,21x0,165x1,20",0.109]
[45552,"ASTRA ","ES-26Z11/095/a3 NB DALI*","2x26",40,4533.16,1,"ks","8591728455521",94051098,5.1,6.9,2,"0,405x0,405x0,415","0,21x0,165x0,80",0.095]
[45553,"ASTRA ","ES-26Z11/095/a4 NB DALI*","2x26",40,4495.72,1,"ks","8591728455538",94051098,5.2,7,2,"0,405x0,405x0,415","0,21x0,165x1,00",0.102]
[45556,"ASTRA ","NKC-226Z11/13/095/a2 NB*","2x26",40,4907.5599999999995,1,"ks","8591728455569",94051098,5.5,7.3,2,"0,405x0,405x0,415","0,21x0,165x0,60",0.087]
[45558,"ASTRA ","NKC-226Z11/13/095/a4 NB*","2x26",40,4986.6,1,"ks","8591728455583",94051098,5.6,7.4,2,"0,405x0,405x0,415","0,21x0,165x1,00",0.102]
[45531,"ASTRA L","ZL11/095/L200 B",150,40,2432.36,1,"ks","8591728455316",94051091,4.9,6.7,2,"0,405x0,405x0,415","0,35x0,12x0,12",0.073]
[45532,"ASTRA L","E-26ZL11/095/L100 B EVG*","2x26",40,3037.6400000000003,1,"ks","8591728455323",94051098,5.1,6.9,2,"0,405x0,405x0,415","0,35x0,12x0,12",0.073]
[45561,"ASTRA L","ES-26ZL11/095/L200 B 1-10V*","2x26",40,3966.36,1,"ks","8591728455613",94051098,5.2,7,2,"0,405x0,405x0,415","0,35x0,12x0,12",0.073]
[45564,"ASTRA L","ES-26ZL11/095/L100 B DALI*","2x26",40,4122.360000000001,1,"ks","8591728455644",94051098,5.1,6.9,2,"0,405x0,405x0,415","0,35x0,12x0,12",0.073]
[45567,"ASTRA L","NKC-226ZL/13/095/L200 B*","2x26",40,4631.96,1,"ks","8591728455675",94051098,5.3,7.1,2,"0,405x0,405x0,415","0,35x0,12x0,12",0.073]
[45542,"ASTRA L","ZL11/095/L100 MS",150,40,2876.44,1,"ks","8591728455422",94051091,4.8,6.6,2,"0,405x0,405x0,415","0,35x0,12x0,12",0.073]
[45545,"ASTRA L","E-26ZL11/095/L200 MS*","2x26",40,3608.6000000000004,1,"ks","8591728455453",94051098,5.2,7,2,"0,405x0,405x0,415","0,35x0,12x0,12",0.073]
[45568,"ASTRA L","ES-26ZL11/095/L100 MS 1-10V*","2x26",40,4410.4400000000005,1,"ks","8591728455682",94051098,5.1,6.9,2,"0,405x0,405x0,415","0,35x0,12x0,12",0.073]
[45574,"ASTRA L","NKC-226ZL/13/095/L100 MS*","2x26",40,5076.04,1,"ks","8591728455743",94051098,5.2,7,2,"0,405x0,405x0,415","0,35x0,12x0,12",0.073]
[45575,"ASTRA L","NKC-226ZL/13/095/L200 MS*","2x26",40,5139.48,1,"ks","8591728455750",94051098,5.3,7.1,2,"0,405x0,405x0,415","0,35x0,12x0,12",0.073]
[45578,"ASTRA L","E-26ZL11/095/L100 NL*","2x26",40,3327.8,1,"ks","8591728455781",94051098,5.1,6.9,2,"0,405x0,405x0,415","0,35x0,12x0,12",0.073]
[45579,"ASTRA L","E-26ZL11/095/L200 NL*","2x26",40,3391.24,1,"ks","8591728455798",94051098,5.2,7,2,"0,405x0,405x0,415","0,35x0,12x0,12",0.073]
[45584,"ASTRA L","ES-26ZL11/095/L100 NL DALI*","2x26",40,4412.52,1,"ks","8591728455842",94051098,5.1,6.9,2,"0,405x0,405x0,415","0,35x0,12x0,12",0.073]
[45585,"ASTRA L","ES-26ZL11/095/L200 NL DALI*","2x26",40,4475.96,1,"ks","8591728455859",94051098,5.2,7,2,"0,405x0,405x0,415","0,35x0,12x0,12",0.073]
[45588,"ASTRA L","ZL11/095/L100 NB",150,40,2659.08,1,"ks","8591728455880",94051091,4.8,6.6,2,"0,405x0,405x0,415","0,35x0,12x0,12",0.073]
[45589,"ASTRA L","ZL11/095/L200 NB",150,40,2722.52,1,"ks","8591728455897",94051091,4.9,6.7,2,"0,405x0,405x0,415","0,35x0,12x0,12",0.073]
[45592,"ASTRA L","ES-26ZL11/095/L100 NB 1-10V*","2x26",40,4193.08,1,"ks","8591728455927",94051098,5.1,6.9,2,"0,405x0,405x0,415","0,35x0,12x0,12",0.073]
[45597,"ASTRA L","ES-26ZL11/095/L200 NB DALI*","2x26",40,4475.96,1,"ks","8591728455972",94051098,5.2,7,2,"0,405x0,405x0,415","0,35x0,12x0,12",0.073]
[45599,"ASTRA L","NKC-226ZL/13/095/L200 NB*","2x26",40,4922.12,1,"ks","8591728455996",94051098,5.3,7.1,2,"0,405x0,405x0,415","0,35x0,12x0,12",0.073]
[49208,"ASTRA S","ZS11/095/L100 B",150,40,2542.6,1,"ks","8591728492083",94051091,4.9,6.7,2,"0,405x0,405x0,415","0,35x0,12x0,12",0.073]
[49220,"ASTRA S","ES-26ZS11/095/L100 B DALI*","2x26",40,4296.04,1,"ks","8591728492205",94051098,5.1,6.9,2,"0,405x0,405x0,415","0,35x0,12x0,12",0.073]
[49224,"ASTRA S","NKC-226ZS/13/095/L100 B*","2x26",40,4742.200000000001,1,"ks","8591728492243",94051098,5.2,7,2,"0,405x0,405x0,415","0,35x0,12x0,12",0.073]
[49217,"ASTRA S","ES-26ZS11/095/L100 MS 1-10V*","2x26",40,4366.76,1,"ks","8591728492175",94051098,5.1,6.9,2,"0,405x0,405x0,415","0,35x0,12x0,12",0.073]
[49221,"ASTRA S","ES-26ZS11/095/L100 MS DALI*","2x26",40,4803.5599999999995,1,"ks","8591728492212",94051098,5.1,6.9,2,"0,405x0,405x0,415","0,35x0,12x0,12",0.073]
[49214,"ASTRA S","E-26ZS11/095/L100 NL*","2x26",40,3501.48,1,"ks","8591728492144",94051098,5.1,6.9,2,"0,405x0,405x0,415","0,35x0,12x0,12",0.073]
[49218,"ASTRA S","ES-26ZS11/095/L100 NL 1-10V*","2x26",40,4366.76,1,"ks","8591728492182",94051098,5.1,6.9,2,"0,405x0,405x0,415","0,35x0,12x0,12",0.073]
[49211,"ASTRA S","ZS11/095/L100 NB",150,40,2832.76,1,"ks","8591728492113",94051091,4.9,6.7,2,"0,405x0,405x0,415","0,35x0,12x0,12",0.073]
[49215,"ASTRA S","E-26ZS11/095/L100 NB*","2x26",40,3501.48,1,"ks","8591728492151",94051098,5.1,6.9,2,"0,405x0,405x0,415","0,35x0,12x0,12",0.073]
[42425,"SATURN L1","E-101ZL11/462/L100*",22,20,3144.3520000000003,1,"ks","8591728424251",94051098,3.1,3.4,1,"0,375x0,375x0,16",null,0.023]
[42426,"SATURN L1","E-101ZL11/462/L200*",22,20,3242.7776000000003,1,"ks","8591728424268",94051098,3.2,3.5,1,"0,375x0,375x0,16",null,0.023]
[42429,"SATURN L2","E-204ZL11/482/L100*","22+40",20,5653.4,1,"ks","8591728424299",94051098,6.4,7.4,1,"0,515x 0,525x 0,24",null,0.065]
[42424,"SATURN L2","E-204ZL11/482/L200*","22+40",20,5747,1,"ks","8591728424244",94051098,6.5,7.5,1,"0,515x 0,525x 0,24",null,0.065]
[45601,"SATURN L2","ES-204ZL11/482/L100 1-10V*","22+40",20,6658.04,1,"ks","8591728456016",94051098,6.5,7.5,1,"0,515x 0,525x 0,24",null,0.065]
[45602,"SATURN L2","ES-204ZL11/482/L200 1-10V*","22+40",20,7736.52,1,"ks","8591728456023",94051098,6.6,7.6,1,"0,515x 0,525x 0,24",null,0.065]
[53600,"DANAE 1","ZS11/5L01/452/L100 B 2/1 3000","40/9",40,3269.36,1,"ks","8591728536008",94051098,5.8,6.8,1,"0,39x0,59x0,42",null,0.096]
[53100,"DANAE 1","ZS11/5L01/452/L100 B 2/1 4000","40/9",40,3269.36,1,"ks","8591728531003",94051098,5.8,6.8,1,"0,39x0,59x0,42",null,0.096]
[53101,"DANAE 1","E-26ZS11/5L01/452/L100 B 2/1 4000","2x26/9",40,3938.08,1,"ks","8591728531010",94051098,6.2,7.2,1,"0,39x0,59x0,42",null,0.096]
[53103,"DANAE 2","ZT11/472/L100 MS",75,40,2672.6800000000003,1,"ks","8591728531034",94051091,4.3,5,2,"0,36x0,36x0,33","0,36x0,37x0,13",0.059]
[53108,"DANAE 2","E-26ZT11/472/L100 NL 32W","2x32",40,2974.2799999999997,1,"ks","8591728531089",94051098,4.7,5.4,2,"0,36x0,36x0,33","0,36x0,37x0,13",0.059]
[53105,"DANAE 2","ZT11/472/L100 NB",75,40,2335.7200000000003,1,"ks","8591728531058",94051091,4.3,5,2,"0,36x0,36x0,33","0,36x0,37x0,13",0.059]
[53110,"DANTE 1","ZS11/5L01/457/L100 B 2/1 4000","40/10,5",40,2546.36,1,"ks","8591728531102",94051098,5.4,6.4,1,"0,39x0,59x0,42",null,0.096]
[53611,"DANTE 1","E-25ZS11/5L01/457/L100 B 2/1 3000","2x18/10,5",40,3215.08,1,"ks","8591728536114",94051098,5.8,6.8,1,"0,39x0,59x0,42",null,0.096]
[53114,"DANTE 2","E-26Z11/457/a5 B","2x26",40,2109.84,1,"ks","8591728531140",94051098,3.7,4.6,2,"0,31x0,31x0,32","0,81x0,17x0,17",0.056]
[53113,"DANTE 2","Z11/457/a5 S",75,40,1441.12,1,"ks","8591728531133",94051091,3.3,4.2,2,"0,31x0,31x0,32","0,81x0,17x0,17",0.056]
[54002,"AURA P3","IN-22ZK64/062/z2","2x75",41,1566.6399999999999,1,"ks","8591728540029",94051091,5.1,6.9,2,"0,375x0,355x0,13","0,165x0,165x0,60",0.032]
[54004,"AURA P3","IN-22ZK64/062/z4","2x75",41,1643.6000000000001,1,"ks","8591728540043",94051091,5.1,6.9,2,"0,375x0,355x0,13","0,165x0,165x1,00",0.042]
[50556,"AURA P3","IN-12ZK64/062/z2 HF",75,41,2092,1,"ks","8591728505561",94051091,5.1,6.9,2,"0,375x0,355x0,13","0,165x0,165x0,60",0.032]
[50557,"AURA P3","IN-12ZK64/062/z3 HF",75,41,2130,1,"ks","8591728505578",94051091,5.1,6.9,2,"0,375x0,355x0,13","0,165x0,165x0,80",0.037]
[54006,"AURA P3","E-25ZK64/062/z1","2x18",41,2155.2799999999997,1,"ks","8591728540067",94051098,4.9,6.7,2,"0,375x0,355x0,13","0,165x0,165x0,40",0.027]
[54007,"AURA P3","E-25ZK64/062/z2","2x18",41,2193.76,1,"ks","8591728540074",94051098,5.1,6.9,2,"0,375x0,355x0,13","0,165x0,165x0,60",0.032]
[54010,"AURA P3","E-25ZK64/062/z5","2x18",41,2309.2,1,"ks","8591728540104",94051098,5.1,6.9,2,"0,375x0,355x0,13","0,165x0,165x1,20",0.047]
[54011,"AURA P4","IN-22ZK74/072/z1","2x75",41,2196.8,1,"ks","8591728540111",94051091,5.1,6.9,2,"0,435x0,435x0,13","0,165x0,165x0,40",0.035]
[54014,"AURA P4","IN-22ZK74/072/z4","2x75",41,2312.24,1,"ks","8591728540142",94051091,5.1,6.9,2,"0,435x0,435x0,13","0,165x0,165x1,00",0.052]
[54015,"AURA P4","IN-22ZK74/072/z5","2x75",41,2350.7200000000003,1,"ks","8591728540159",94051091,5.1,6.9,2,"0,435x0,435x0,13","0,165x0,165x1,20",0.06]
[50562,"AURA P4","IN-22ZK74/072/z3 HF","2x60",41,2799,1,"ks","8591728505622",94051091,5.1,6.9,2,"0,435x0,435x0,13","0,165x0,165x0,80",0.046]
[54016,"AURA P4","E-26ZK74/072/z1","2x26",41,2833.2799999999997,1,"ks","8591728540166",94051098,5.1,6.9,2,"0,435x0,435x0,13","0,165x0,165x0,40",0.035]
[54018,"AURA P4","E-26ZK74/072/z3","2x26",41,2900.88,1,"ks","8591728540180",94051098,5.1,6.9,2,"0,435x0,435x0,13","0,165x0,165x0,80",0.046]
[54019,"AURA P4","E-26ZK74/072/z4","2x26",41,2939.36,1,"ks","8591728540197",94051098,5.1,6.9,2,"0,435x0,435x0,13","0,165x0,165x1,00",0.052]
[54022,"AURA P5","IN-32ZK86/082/z2","3x60",41,3134.96,1,"ks","8591728540227",94051091,5.1,6.9,2,"0,515x0,495x0,14","0,165x0,165x0,60",0.051]
[54023,"AURA P5","IN-32ZK86/082/z3","3x60",41,3173.44,1,"ks","8591728540234",94051091,5.1,6.9,2,"0,515x0,495x0,14","0,165x0,165x0,80",0.057]
[54026,"AURA P5","E-27ZK86/082/z1","2x36",41,3859.84,1,"ks","8591728540265",94051098,5.1,6.9,2,"0,515x0,495x0,14","0,165x0,165x0,40",0.046]
[54027,"AURA P5","E-27ZK86/082/z2","2x36",41,3898.32,1,"ks","8591728540272",94051098,5.1,6.9,2,"0,515x0,495x0,14","0,165x0,165x0,60",0.051]
[54030,"AURA P5","E-27ZK86/082/z5","2x36",41,4013.76,1,"ks","8591728540302",94051098,5.1,6.9,2,"0,515x0,495x0,14","0,165x0,165x1,20",0.067]
[54031,"CRATER P3","IN-22ZK64/053/z1","2x75",41,1694.8000000000002,1,"ks","8591728540319",94051091,4.9,6.7,2,"0,375x0,355x0,13","0,165x0,165x0,40",0.027]
[54035,"CRATER P3","IN-22ZK64/053/z5","2x75",41,1848.72,1,"ks","8591728540357",94051091,5.1,6.9,2,"0,375x0,355x0,13","0,165x0,165x1,20",0.047]
[50565,"CRATER P3","IN-12ZK64/053/z1 HF",75,41,2220,1,"ks","8591728505653",94051091,4.9,6.7,2,"0,375x0,355x0,13","0,165x0,165x0,40",0.027]
[50568,"CRATER P3","IN-12ZK64/053/z4 HF",75,41,2335,1,"ks","8591728505684",94051091,5.1,6.9,2,"0,375x0,355x0,13","0,165x0,165x1,00",0.042]
[50569,"CRATER P3","IN-12ZK64/053/z5 HF",75,41,2374,1,"ks","8591728505691",94051091,5.1,6.9,2,"0,375x0,355x0,13","0,165x0,165x1,20",0.047]
[54038,"CRATER P3","E-25ZK64/053/z3","2x18",41,2398.88,1,"ks","8591728540388",94051098,5.1,6.9,2,"0,375x0,355x0,13","0,165x0,165x0,80",0.037]
[54039,"CRATER P3","E-25ZK64/053/z4","2x18",41,2437.36,1,"ks","8591728540395",94051098,5.1,6.9,2,"0,375x0,355x0,13","0,165x0,165x1,00",0.042]
[54042,"CRATER P4","IN-22ZK74/054/z2","2x75",41,2649.92,1,"ks","8591728540425",94051091,5.1,6.9,2,"0,435x0,435x0,13","0,165x0,165x0,60",0.041]
[54043,"CRATER P4","IN-22ZK74/054/z3","2x75",41,2688.4,1,"ks","8591728540432",94051091,5.1,6.9,2,"0,435x0,435x0,13","0,165x0,165x0,80",0.046]
[50570,"CRATER P4","IN-22ZK74/054/z1 HF","2x60",41,3136,1,"ks","8591728505707",94051091,5.1,6.9,2,"0,435x0,435x0,13","0,165x0,165x0,40",0.035]
[50573,"CRATER P4","IN-22ZK74/054/z4 HF","2x60",41,3252,1,"ks","8591728505738",94051091,5.1,6.9,2,"0,435x0,435x0,13","0,165x0,165x1,00",0.052]
[54046,"CRATER P4","E-26ZK74/054/z1","2x26",41,3238.5600000000004,1,"ks","8591728540463",94051098,5.1,6.9,2,"0,435x0,435x0,13","0,165x0,165x0,40",0.035]
[54047,"CRATER P4","E-26ZK74/054/z2","2x26",41,3286.4,1,"ks","8591728540470",94051098,5.1,6.9,2,"0,435x0,435x0,13","0,165x0,165x0,60",0.041]
[54050,"CRATER P4","E-26ZK74/054/z5","2x26",41,3401.84,1,"ks","8591728540500",94051098,5.1,6.9,2,"0,435x0,435x0,13","0,165x0,165x1,20",0.06]
[54051,"CRATER P5","IN-32ZK86/055/z1","3x60",41,3253.12,1,"ks","8591728540517",94051091,5.1,6.9,2,"0,515x0,495x0,14","0,165x0,165x0,40",0.046]
[54054,"CRATER P5","IN-32ZK86/055/z4","3x60",41,3368.56,1,"ks","8591728540548",94051091,5.1,6.9,2,"0,515x0,495x0,14","0,165x0,165x1,00",0.062]
[54055,"CRATER P5","IN-32ZK86/055/z5","3x60",41,3407.04,1,"ks","8591728540555",94051091,5.1,6.9,2,"0,515x0,495x0,14","0,165x0,165x1,20",0.067]
[54058,"CRATER P5","E-27ZK86/055/z3","2x36",41,349.44000000000005,1,"ks","8591728540586",94051098,5.1,6.9,2,"0,515x0,495x0,14","0,165x0,165x0,80",0.057]
[54059,"CRATER P5","E-27ZK86/055/z4","2x36",41,4131.92,1,"ks","8591728540593",94051098,5.1,6.9,2,"0,515x0,495x0,14","0,165x0,165x1,00",0.062]
[54061,"DRACO P3","IN-22ZK64/253/z1","2x75",41,1708.3200000000002,1,"ks","8591728540616",94051091,4.9,6.7,2,"0,41x0,39x0,24","0,165x0,165x0,40",0.048]
[54064,"DRACO P3","IN-22ZK64/253/z4","2x75",41,1823.76,1,"ks","8591728540647",94051091,5.1,6.9,2,"0,41x0,39x0,24","0,165x0,165x1,00",0.065]
[50576,"DRACO P3","IN-12ZK64/253/z2 HF",75,41,2272,1,"ks","8591728505769",94051091,5.1,6.9,2,"0,41x0,39x0,24","0,165x0,165x0,60",0.054]
[50577,"DRACO P3","IN-12ZK64/253/z3 HF",75,41,2310,1,"ks","8591728505776",94051091,5.1,6.9,2,"0,41x0,39x0,24","0,165x0,165x0,80",0.06]
[54066,"DRACO P3","E-25ZK64/253/z1","2x18",41,2373.92,1,"ks","8591728540661",94051098,4.9,6.7,2,"0,41x0,39x0,24","0,165x0,165x0,40",0.048]
[54067,"DRACO P3","E-25ZK64/253/z2","2x18",41,2412.4,1,"ks","8591728540678",94051098,5.1,6.9,2,"0,41x0,39x0,24","0,165x0,165x0,60",0.054]
[54070,"DRACO P3","E-25ZK64/253/z5","2x18",41,2527.84,1,"ks","8591728540708",94051098,5.1,6.9,2,"0,41x0,39x0,24","0,165x0,165x1,20",0.071]
[54071,"DRACO P4","IN-22ZK74/254/z1","2x75",41,2793.44,1,"ks","8591728540715",94051091,5.1,6.9,2,"0,48x0,46x0,245","0,165x0,165x0,40",0.064]
[54074,"DRACO P4","IN-22ZK74/254/z4","2x75",41,2908.88,1,"ks","8591728540746",94051091,5.1,6.9,2,"0,48x0,46x0,245","0,165x0,165x1,00",0.081]
[54075,"DRACO P4","IN-22ZK74/254/z5","2x75",41,2947.36,1,"ks","8591728540753",94051091,5.1,6.9,2,"0,48x0,46x0,245","0,165x0,165x1,20",0.086]
[50582,"DRACO P4","IN-22ZK74/254/z3 HF","2x60",41,3395,1,"ks","8591728505820",94051091,5.1,6.9,2,"0,48x0,46x0,245","0,165x0,165x0,80",0.075]
[50584,"DRACO P4","IN-22ZK74/254/z5 HF","2x60",41,3472,1,"ks","8591728505844",94051091,5.1,6.9,2,"0,48x0,46x0,245","0,165x0,165x1,20",0.086]
[54078,"DRACO P4","E-26ZK74/254/z3","2x26",41,3497.52,1,"ks","8591728540784",94051098,5.1,6.9,2,"0,48x0,46x0,245","0,165x0,165x0,80",0.075]
[54079,"DRACO P4","E-26ZK74/254/z4","2x26",41,3536,1,"ks","8591728540791",94051098,5.1,6.9,2,"0,48x0,46x0,245","0,165x0,165x1,00",0.081]
[54082,"DRACO P5","IN-32ZK86/255/z2","3x60",41,3643.6000000000004,1,"ks","8591728540821",94051091,5.1,6.9,2,"0,555x0,535x0,245","0,165x0,165x0,60",0.088]
[54083,"DRACO P5","IN-32ZK86/255/z3","3x60",41,3682.08,1,"ks","8591728540838",94051091,5.1,6.9,2,"0,555x0,535x0,245","0,165x0,165x0,80",0.093]
[54086,"DRACO P5","E-27ZK86/255/z1","2x36",41,4368.48,1,"ks","8591728540869",94051098,5.1,6.9,2,"0,555x0,535x0,245","0,165x0,165x0,40",0.082]
[54087,"DRACO P5","E-27ZK86/255/z2","2x36",41,4406.96,1,"ks","8591728540876",94051098,5.1,6.9,2,"0,555x0,535x0,245","0,165x0,165x0,60",0.088]
[54090,"DRACO P5","E-27ZK86/255/z5","2x36",41,4522.4,1,"ks","8591728540906",94051098,5.1,6.9,2,"0,555x0,535x0,245","0,165x0,165x1,20",0.104]
[54092,"EDNA P3","IN-22ZK64/024/z2","2x75",41,1664.6399999999999,1,"ks","8591728540920",94051091,5.1,6.9,2,"0,375x0,355x0,13","0,165x0,165x0,60",0.032]
[54095,"EDNA P3","IN-22ZK64/024/z5","2x75",41,1780.08,1,"ks","8591728540951",94051091,5.1,6.9,2,"0,375x0,355x0,13","0,165x0,165x1,20",0.049]
[50585,"EDNA P3","IN-12ZK64/024/z1 HF",75,41,2151,1,"ks","8591728505851",94051091,4.9,6.7,2,"0,375x0,355x0,13","0,165x0,165x0,40",0.027]
[50588,"EDNA P3","IN-12ZK64/024/z4 HF",75,41,2267,1,"ks","8591728505882",94051091,5.1,6.9,2,"0,375x0,355x0,13","0,165x0,165x1,00",0.043]
[50589,"EDNA P3","IN-12ZK64/024/z5 HF",75,41,2305,1,"ks","8591728505899",94051091,5.1,6.9,2,"0,375x0,355x0,13","0,165x0,165x1,20",0.049]
[54098,"EDNA P3","E-25ZK64/024/z3","2x18",41,2330.24,1,"ks","8591728540982",94051098,5.1,6.9,2,"0,375x0,355x0,13","0,165x0,165x0,80",0.037]
[54099,"EDNA P3","E-25ZK64/024/z4","2x18",41,2368.7200000000003,1,"ks","8591728540999",94051098,5.1,6.9,2,"0,375x0,355x0,13","0,165x0,165x1,00",0.043]
[54102,"EDNA P4","IN-22ZK74/026/z2","2x75",41,2699.2799999999997,1,"ks","8591728541026",94051091,5.1,6.9,2,"0,435x0,435x0,13","0,165x0,165x0,60",0.041]
[54103,"EDNA P4","IN-22ZK74/026/z3","2x75",41,2816.8,1,"ks","8591728541033",94051091,5.1,6.9,2,"0,435x0,435x0,13","0,165x0,165x0,80",0.046]
[50591,"EDNA P4","IN-22ZK74/026/z2 HF","2x60",41,3224,1,"ks","8591728505912",94051091,5.1,6.9,2,"0,435x0,435x0,13","0,165x0,165x0,60",0.041]
[50592,"EDNA P4","IN-22ZK74/026/z3 HF","2x60",41,3342,1,"ks","8591728505929",94051091,5.1,6.9,2,"0,435x0,435x0,13","0,165x0,165x0,80",0.046]
[54106,"EDNA P4","E-26ZK74/026/z1","2x26",41,3366.96,1,"ks","8591728541064",94051098,5.1,6.9,2,"0,435x0,435x0,13","0,165x0,165x0,40",0.035]
[54107,"EDNA P4","E-26ZK74/026/z2","2x26",41,3405.44,1,"ks","8591728541071",94051098,5.1,6.9,2,"0,435x0,435x0,13","0,165x0,165x0,60",0.041]
[54110,"EDNA P4","E-26ZK74/026/z5","2x26",41,3520.88,1,"ks","8591728541101",94051098,5.1,6.9,2,"0,435x0,435x0,13","0,165x0,165x1,20",0.058]
[54111,"EDNA P5","IN-32ZK88/028/z1","3x60",41,3438,1,"ks","8591728541118",94051091,5.1,6.9,2,"0,515x0,495x0,14","0,165x0,165x0,40",0.035]
[54114,"EDNA P5","IN-32ZK88/028/z4","3x60",41,3553.44,1,"ks","8591728541149",94051091,5.1,6.9,2,"0,515x0,495x0,14","0,165x0,165x1,00",0.052]
[54115,"EDNA P5","IN-32ZK88/028/z5","3x60",41,3591.92,1,"ks","8591728541156",94051091,5.1,6.9,2,"0,515x0,495x0,14","0,165x0,165x1,20",0.058]
[54118,"EDNA P5","E-27ZK88/028/z3","2x36",41,4316.8,1,"ks","8591728541187",94051098,5.1,6.9,2,"0,515x0,495x0,14","0,165x0,165x0,80",0.046]
[54130,"AURA T5","IN-32ZT86/082/L100","3x60",41,3233.76,1,"ks","8591728541309",94051091,5.1,6.9,1,"0,52x0,52x0,21",null,0.056]
[54132,"AURA T9","IN-32ZT98/084/L100","3x60",41,5036.88,1,"ks","8591728541323",94051091,5.1,6.9,1,"0,625x0,625x0,15","0,515x0,495x0,14",0.09]
[54133,"AURA T9","E-46ZT98/084/L100","4x26",41,6260.96,1,"ks","8591728541330",94051098,5.1,6.9,1,"0,625x0,625x0,15","0,515x0,495x0,14",0.09]
[54138,"DRACO T5","IN-32ZT86/255/L100","3x60",41,3742.4,1,"ks","8591728541385",94051091,5.1,6.9,1,"0,52x0,52x0,54",null,0.09]
[54139,"DRACO T5","E-27ZT86/255/L100","2x36",41,4505.76,1,"ks","8591728541392",94051098,5.1,6.9,1,"0,52x0,52x0,54",null,0.09]
[54144,"LINA T7","IN-32ZT88/139/L100","3x60",41,3846.76,1,"ks","8591728541446",94051091,5.1,6.9,1,"0,52x0,52x0,21",null,0.056]
[54145,"LINA T7","E-27ZT88/139/L100","2x36",41,4610.12,1,"ks","8591728541453",94051098,5.1,6.9,1,"0,52x0,52x0,21",null,0.056]
[42280,"MIRA R ","Z11/195/r2 MS",150,41,3500.648,1,"ks","8591728422806",94051091,5.5,6.6,2,"0,405x0,405x0,425",null,0.085]
[42281,"MIRA R ","Z11/195/r3 MS",150,41,3589.3392000000003,1,"ks","8591728422813",94051091,5.7,6.8,2,"0,405x0,405x0,425",null,0.085]
[42284,"MIRA R ","E-26Z11/195/r2 MS*","2x26",41,4269.6656,1,"ks","8591728422844",94051098,5.6,6.7,2,"0,405x0,405x0,425",null,0.085]
[42285,"MIRA R ","E-26Z11/195/r3 MS*","2x26",41,4358.3568,1,"ks","8591728422851",94051098,5.8,6.9,2,"0,405x0,405x0,425",null,0.085]
[45608,"MIRA R ","E-26Z11/195/r3 32W MS*","2x32",41,4358.4400000000005,1,"ks","8591728456085",94051098,5.8,6.9,2,"0,405x0,405x0,425",null,0.085]
[45609,"MIRA R ","E-26Z11/195/r4 32W MS*","2x32",41,4446.84,1,"ks","8591728456092",94051098,6,7.1,2,"0,405x0,405x0,425",null,0.085]
[42293,"MIRA R ","Z11/195/r3 SB",150,41,3137.2304000000004,1,"ks","8591728422936",94051091,5.7,6.8,2,"0,405x0,405x0,425",null,0.085]
[42294,"MIRA R ","Z11/195/r4 SB",150,41,3225.9215999999997,1,"ks","8591728422943",94051091,5.9,7,2,"0,405x0,405x0,425",null,0.085]
[42297,"MIRA R ","E-26Z11/195/r3 SB*","2x26",41,3906.248,1,"ks","8591728422974",94051098,5.8,6.9,2,"0,405x0,405x0,425",null,0.085]
[42298,"MIRA R ","E-26Z11/195/r4 SB*","2x26",41,3994.9392000000003,1,"ks","8591728422981",94051098,6,7.1,2,"0,405x0,405x0,425",null,0.085]
[45612,"MIRA R ","E-26Z11/195/r3 32W SB*","2x32",41,3906.04,1,"ks","8591728456122",94051098,5.8,6.9,2,"0,405x0,405x0,425",null,0.085]
[45613,"MIRA R ","E-26Z11/195/r4 32W SB*","2x32",41,3994.44,1,"ks","8591728456139",94051098,6,7.1,2,"0,405x0,405x0,425",null,0.085]
[57000,"GALAXIA L1","12xE-25USZ21/421/L200*","24x18",41,38749.44,1,"ks","8591728570002",94051098,55,80,"paleta","1,2x0,8x1,0 ",null,"x"]
[44100,"GALAXIA L","E-25USZ20/420/L100*","2x18",41,3148,1,"ks","8591728441005",94051098,5.9,6.1,1,"0,35x0,30x0,15",null,0.016]
[44103,"GALAXIA L","E-25USZ21/421/L100*","2x18",41,3229.12,1,"ks","8591728441036",94051098,5.2,5.4,1,"0,35x0,30x0,15",null,0.016]
[44104,"GALAXIA L","ES-25USZ21/421/L100 1-10V*","2x18",41,4764.16,1,"ks","8591728441043",94051098,5.2,5.4,1,"0,35x0,30x0,15",null,0.016]
[58001,"ACTOR","SL1/251 S",60,41,1121,1,"ks","8591728580018",94051091,1.5,1.8,1,"0,25x0,25x0,30",null,0.019]
[58002,"ACTOR","SL1/251 MS",60,41,1764,1,"ks","8591728580025",94051091,1.5,1.8,1,"0,25x0,25x0,30",null,0.019]
[50531,"BIANCA 1","IN-12BD1/292 S",25,40,1029,1,"ks","8591728505318",94051091,1.2,1.6,1,"0,21x0,21x0,21",null,0.009]
[50532,"BIANCA 1","IN-12BD1/292 CR",25,40,1029,1,"ks","8591728505325",94051091,1.2,1.6,1,"0,21x0,21x0,21",null,0.009]
[50534,"BIANCA 2","IN-12BD1/293 C",40,40,1068,1,"ks","8591728505349",94051091,1.7,2.1,1,"0,26x0,26x0,255",null,0.017]
[50536,"BIANCA 2","IN-12BD1/293 CR",40,40,1141,1,"ks","8591728505363",94051091,1.7,2.1,1,"0,26x0,26x0,255",null,0.017]
[50538,"BIANCA 3","IN-12BD1/294 C",60,40,1341,1,"ks","8591728505387",94051091,2.1,2.5,1,"0,31x0,31x0,31",null,0.029]
[50539,"BIANCA 3","IN-12BD1/294 S",60,40,1414,1,"ks","8591728505394",94051091,2.1,2.5,1,"0,31x0,31x0,31",null,0.029]
[50545,"SPICA","IN-12BD1/101 B",40,40,1349,1,"ks","8591728505455",94051091,1.7,2.1,1,"0,26x0,26x0,255",null,0.017]
[50546,"SPICA","IN-12BD1/101 C",40,40,1349,1,"ks","8591728505462",94051091,1.7,2.1,1,"0,26x0,26x0,255",null,0.017]
[50549,"SPICA","IN-12BD1/101 MS",40,40,1422,1,"ks","8591728505493",94051091,1.7,2.1,1,"0,26x0,26x0,255",null,0.017]
[50550,"ALYA","IN-12BD1/102 B",40,40,1279,1,"ks","8591728505509",94051091,2.1,2.5,1,"0,31x0,31x0,31",null,0.029]
[50553,"ALYA","IN-12BD1/102 CR",40,40,1352,1,"ks","8591728505530",94051091,2.1,2.5,1,"0,31x0,31x0,31",null,0.029]
[50554,"ALYA","IN-12BD1/102 MS",40,40,1352,1,"ks","8591728505547",94051091,2.1,2.5,1,"0,31x0,31x0,31",null,0.029]
[58012,"ADELE","SL3/100 MS",60,20,1901,1,"ks","8591728580124",94051091,1.2,1.4,1,"0,13x0,13x0,3",null,0.05]
[56051,"TITAN 1A","E-14KN32/PC03*",13,44,873.28,1,"ks","8591728560515",94051098,0.5,0.7,1,"0,24x0,23x0,115",null,0.006]
[56054,"TITAN 1A","E-14KN32/PM03*",13,44,818.28,1,"ks","8591728560546",94051098,0.5,0.7,1,"0,24x0,23x0,115",null,0.006]
[56055,"TITAN 1A","NZ-7/PM03*",7,44,1270.68,1,"ks","8591728560553",94051098,0.7,0.9,1,"0,24x0,23x0,115",null,0.006]
[56002,"TITAN 1","E-101KN62/PC06*",22,44,1220.68,1,"ks","8591728560027",94051098,0.8,1,1,"0,30x0,285x0,13",null,0.011]
[56040,"TITAN 1","E-25KN62/PC06*","2x18",44,1288.2800000000002,1,"ks","8591728560409",94051098,0.9,1.1,1,"0,30x0,285x0,13",null,0.011]
[56003,"TITAN 1","NZ-13/PC06*",13,44,1527.48,1,"ks","8591728560034",94051098,1,1.2,1,"0,30x0,285x0,13",null,0.011]
[42684,"TITAN 1","NK-E-26/PC06*",26,44,2337.6400000000003,1,"ks","8591728426842",94051098,1.1,1.3,1,"0,30x0,285x0,13",null,0.011]
[56008,"TITAN 1","E-101KN62/PM06*",22,44,1168.68,1,"ks","8591728560089",94051098,0.8,1,1,"0,30x0,285x0,13",null,0.012]
[56041,"TITAN 1","E-25KN62/PM06*","2x18",44,1236.2800000000002,1,"ks","8591728560416",94051098,0.9,1.1,1,"0,30x0,285x0,13",null,0.012]
[46299,"TITAN 1","NK-E-26/PM06*",26,44,2285.6400000000003,1,"ks","8591728462994",94051098,1.1,1.3,1,"0,30x0,285x0,13",null,0.012]
[56012,"TITAN 2 ","IN-22KN83/PC08","2x60",44,929.04,1,"ks","8591728560126",94051091,1.4,1.8,1,"0,42x0,405x0,12",null,0.02]
[56014,"TITAN 2 ","E-102KN83/PC08*",40,44,1550.96,1,"ks","8591728560140",94051098,1.5,1.9,1,"0,42x0,405x0,12",null,0.02]
[42583,"TITAN 2 ","ES-26KN83/PC08 1-10V*","2x26",44,2463.04,1,"ks","8591728425838",94051098,1.5,1.9,1,"0,42x0,405x0,12",null,0.02]
[46189,"TITAN 2 ","E-16KN83/PC08 HF*",26,44,2057.44,1,"ks","8591728461898",94051098,1.6,2,1,"0,42x0,405x0,12",null,0.02]
[56016,"TITAN 2 ","NK-E-26/PC08*",26,44,2755.28,1,"ks","8591728560164",94051098,1.8,2.2,1,"0,42x0,405x0,12",null,0.02]
[44022,"TITAN 2 ","E-25KN83/PM08*","2x18",44,1537.6000000000001,1,"ks","8591728440220",94051098,1.5,1.9,1,"0,42x0,405x0,12",null,0.02]
[56019,"TITAN 2 ","E-26KN83/PM08*","2x26",44,1537.6000000000001,1,"ks","8591728560195",94051098,1.5,1.9,1,"0,42x0,405x0,12",null,0.02]
[42588,"TITAN 2 ","ES-26KN83/PM08 DALI*","2x26",44,2601.52,1,"ks","8591728425883",94051098,1.5,1.9,1,"0,42x0,405x0,12",null,0.02]
[56022,"TITAN 2 ","NK-E-26/PM08*",26,44,2674.32,1,"ks","8591728560225",94051098,1.8,2.2,1,"0,42x0,405x0,12",null,0.02]
[56024,"TITAN 3 ","IN-32KN94/PC09","3x60",44,1273.8000000000002,1,"ks","8591728560249",94051091,2,2.5,1,"0,515x0,495x0,14",null,0.035]
[44640,"TITAN 3 ","E-26KN94/PC09 32W*","2x32",44,1963.32,1,"ks","8591728446406",94051098,2.1,2.6,1,"0,515x0,495x0,14",null,0.035]
[56026,"TITAN 3 ","E-204KN94/PC09*","22+40",44,2052.76,1,"ks","8591728560263",94051098,2.3,2.8,1,"0,515x0,495x0,14",null,0.035]
[42589,"TITAN 3 ","ES-46KN94/PC09 1-10V*","4x26",44,4341.8,1,"ks","8591728425890",94051098,2.3,2.8,1,"0,515x0,495x0,14",null,0.035]
[46192,"TITAN 3 ","E-17KN94/PC09 HF*",36,44,2409.48,1,"ks","8591728461928",94051098,2.2,2.7,1,"0,515x0,495x0,14",null,0.035]
[56028,"TITAN 3 ","NK-E-36/PC09*",36,44,3100.04,1,"ks","8591728560287",94051098,2.4,2.9,1,"0,515x0,495x0,14",null,0.035]
[56030,"TITAN 3 ","IN-32KN94/PM09","3x40",44,1156.8000000000002,1,"ks","8591728560300",94051091,2,2.5,1,"0,515x0,495x0,14",null,0.035]
[44643,"TITAN 3 ","E-26KN94/PM09 32W*","2x32",44,1846.32,1,"ks","8591728446437",94051098,2.1,2.6,1,"0,515x0,495x0,14",null,0.035]
[56032,"TITAN 3 ","E-204KN94/PM09*","22+40",44,1935.76,1,"ks","8591728560324",94051098,2.3,2.8,1,"0,515x0,495x0,14",null,0.035]
[46132,"TITAN 3 ","IN-32KN94/PM09 HF","3x40",44,1663.2800000000002,1,"ks","8591728461324",94051091,2.1,2.6,1,"0,515x0,495x0,14",null,0.035]
[46216,"TITAN 3 ","NKC-226/13/PM09*","2x26",44,3356.4,1,"ks","8591728462161",94051098,2.5,3,1,"0,515x0,495x0,14",null,0.035]
[44644,"TITAN 3 ","NKC-232/16/PM09*","2x32",44,4033.44,1,"ks","8591728446444",94051098,2.5,3,1,"0,515x0,495x0,14",null,0.035]
[56058,"TITAN 4 ","E-47KN10/PM10*","4x36",44,4512.360000000001,1,"ks","8591728560584",94051098,4.1,5.5,1,"0,68x0,17x0,69",null,0.08]
[56059,"TITAN 4 ","ES-47KN10/PM10 1-10V*","4x36",44,6906,1,"ks","8591728560591",94051098,4.1,5.5,1,"0,68x0,17x0,69",null,0.08]
[56062,"TITAN 5 ","E-66KN11/PM11*","6x24",44,7308.16,1,"ks","8591728560621",94051098,8.3,11,1,"0,95x0,23x0,94",null,0.15]
[56063,"TITAN 5 ","E-67KN11/PM11*","6x36",44,7413.2,1,"ks","8591728560638",94051098,9.1,11.8,1,"0,95x0,23x0,94",null,0.15]
[56075,"DELIA 1 ","IN-12KN62/PC22",40,44,676.76,1,"ks","8591728560751",94051091,0.8,1,1,"0,31x0,31x0,10",null,0.01]
[56076,"DELIA 1 ","E-16KN62/PC22*",26,44,1278.92,1,"ks","8591728560768",94051098,1,1.2,1,"0,31x0,31x0,10",null,0.01]
[56080,"DELIA 1 ","E-16KN62/PC22 HF*",26,44,1785.4,1,"ks","8591728560805",94051098,1.1,1.3,1,"0,31x0,31x0,10",null,0.01]
[56081,"DELIA 1 ","NZ-13/PC22*",13,44,1605.48,1,"ks","8591728560812",94051098,1.2,1.4,1,"0,31x0,31x0,10",null,0.01]
[56084,"DELIA 1 ","E-16KN62/PM22*",26,44,1214.92,1,"ks","8591728560843",94051098,1,1.2,1,"0,31x0,31x0,10",null,0.01]
[56085,"DELIA 1 ","E-101KN62/PM22  *",22,44,1234.68,1,"ks","8591728560850",94051098,1,1.2,1,"0,31x0,31x0,10",null,0.01]
[56088,"DELIA 1 ","E-16KN62/PM22 HF*",26,44,1721.4,1,"ks","8591728560881",94051098,1.1,1.3,1,"0,31x0,31x0,10",null,0.01]
[56089,"DELIA 1 ","NZ-13/PM22*",13,44,1541.48,1,"ks","8591728560898",94051098,1.2,1.4,1,"0,31x0,31x0,10",null,0.01]
[56111,"DELIA 2 ","E-25KN83/PC23*","2x18",44,1747.56,1,"ks","8591728561116",94051098,1.7,2.1,1,"0,41x0,41x0,09",null,0.02]
[56112,"DELIA 2 ","E-26KN83/PC23*","2x26",44,1747.56,1,"ks","8591728561123",94051098,1.7,2.1,1,"0,41x0,41x0,09",null,0.02]
[56115,"DELIA 2 ","ES-26KN83/PC23 DALI*","2x26",44,2811.48,1,"ks","8591728561154",94051098,1.7,2.1,1,"0,41x0,41x0,09",null,0.02]
[56117,"DELIA 2 ","E-16KN83/PC23 HF*",26,44,2186.44,1,"ks","8591728561178",94051098,1.8,2.2,1,"0,41x0,41x0,09",null,0.02]
[56120,"DELIA 2 ","IN-22KN83/PM23","2x30",44,959.08,1,"ks","8591728561208",94051091,1.4,1.8,1,"0,41x0,41x0,09",null,0.02]
[56121,"DELIA 2 ","E-25KN83/PM23*","2x18",44,1648.6000000000001,1,"ks","8591728561215",94051098,1.7,2.1,1,"0,41x0,41x0,09",null,0.02]
[56124,"DELIA 2 ","ES-26KN83/PM23 1-10V*","2x26",44,2493.08,1,"ks","8591728561246",94051098,1.7,2.1,1,"0,41x0,41x0,09",null,0.02]
[56125,"DELIA 2 ","ES-26KN83/PM23 DALI*","2x26",44,2712.52,1,"ks","8591728561253",94051098,1.7,2.1,1,"0,41x0,41x0,09",null,0.02]
[56128,"DELIA 2 ","NK-E-26/PM23*",26,44,2785.32,1,"ks","8591728561284",94051098,2,2.4,1,"0,41x0,41x0,09",null,0.02]
[56129,"DELIA 2 ","NKC-226/13/PM23*","2x26",44,3158.6800000000003,1,"ks","8591728561291",94051098,2,2.4,1,"0,41x0,41x0,09",null,0.02]
[56132,"DELIA 3","E-27KN94/PC24*","2x36",44,2264.56,1,"ks","8591728561321",94051098,2.9,3.2,1,"0,51x0,51x0,09",null,0.03]
[56133,"DELIA 3","E-46KN94/PC24*","4x26",44,2725.2799999999997,1,"ks","8591728561338",94051098,3,3.3,1,"0,51x0,51x0,09",null,0.03]
[56137,"DELIA 3","IN-32KN94/PC24 HF","3x40",44,1945.2800000000002,1,"ks","8591728561376",94051091,2.6,2.9,1,"0,51x0,51x0,09",null,0.03]
[56138,"DELIA 3","E-17KN94/PC24 HF*",36,44,2574.48,1,"ks","8591728561383",94051098,2.8,3.1,1,"0,51x0,51x0,09",null,0.03]
[56142,"DELIA 3","NKC-232/16/PC24*","2x32",44,4315.4400000000005,1,"ks","8591728561420",94051098,3.2,3.5,1,"0,51x0,51x0,09",null,0.03]
[56143,"DELIA 3","IN-32KN94/PM24","3x30",44,1307.8000000000002,1,"ks","8591728561437",94051091,2.5,2.8,1,"0,51x0,51x0,09",null,0.03]
[56146,"DELIA 3","E-204KN94/PM24*","22+40",44,2086.76,1,"ks","8591728561468",94051098,3,3.3,1,"0,51x0,51x0,09",null,0.03]
[56147,"DELIA 3","ES-27KN94/PM24 1-10V*","2x36",44,3331,1,"ks","8591728561475",94051098,2.9,3.2,1,"0,51x0,51x0,09",null,0.03]
[56150,"DELIA 3","E-17KN94/PM24 HF*",36,44,2443.48,1,"ks","8591728561505",94051098,2.6,2.9,1,"0,51x0,51x0,09",null,0.03]
[56151,"DELIA 3","NK-E-36/PM24*",36,44,3134.04,1,"ks","8591728561512",94051098,2.8,3.1,1,"0,51x0,51x0,09",null,0.03]
[53505,"DELIA 4","IN-42KN10/PM25","4x30",44,3026,1,"ks","8591728535056",94051091]
[53508,"DELIA 4","ES-47KN10/PM25 1-10V*","4x36",44,7146,1,"ks","8591728535087",94051098]
[53515,"DELIA 5","IN-62KN11/PM26","6x30",44,5725,1,"ks","8591728535155",94051091]
[53516,"DELIA 5","E-66KN11/PM26*","6x24",44,7722,1,"ks","8591728535162",94051098]
[53519,"DELIA 5","ES-67KN11/PM26 DALI*","6x36",44,12063,1,"ks","8591728535193",94051098]
[53525,"ELISA","IN-22NU43/PC43","2x25",44,1252,1,"ks","8591728535254",94051091]
[53528,"ELISA","E-22NU43/PC43 HF","2x25",44,1777,1,"ks","8591728535285",94051098]
[53529,"ELISA","NK-E-24L/PC43*",24,44,3078,1,"ks","8591728535292",94051098]
[56157,"TILIA 1","E-25NU2/PC32*","2x18",44,1692.8400000000001,1,"ks","8591728561574",94051098,1.6,1.7,1,"0,31x0,31x0,10",null,0.01]
[56158,"TILIA 1","E-26NU2/PC32*","2x26",44,1692.8400000000001,1,"ks","8591728561581",94051098,1.6,2.1,1,"0,31x0,31x0,10",null,0.01]
[56162,"TILIA 1","NKC-218/13/PC32*","2x18",44,3202.92,1,"ks","8591728561628",94051098,2,2.1,1,"0,31x0,31x0,10",null,0.01]
[56163,"TILIA 1","IN-22NU2/PM32","2x25",44,939.32,1,"ks","8591728561635",94051091,1.3,1.4,1,"0,31x0,31x0,10",null,0.01]
[56166,"TILIA 1","E-26NU2/PM32*","2x26",44,1628.8400000000001,1,"ks","8591728561666",94051098,1.6,1.1,1,"0,31x0,31x0,10",null,0.01]
[56167,"TILIA 1","IN-22NU2/PM32 HF","2x25",44,1485.32,1,"ks","8591728561673",94051091,1.4,1.5,1,"0,31x0,31x0,10",null,0.01]
[56170,"TILIA 1","NKC-218/13/PM32*","2x18",44,3138.92,1,"ks","8591728561703",94051098,2,2.1,1,"0,31x0,31x0,10",null,0.01]
[56171,"TILIA 2","IN-32NU3/PC33","3x30",44,1391.88,1,"ks","8591728561710",94051091,2.2,2.4,1,"0,41x0,41x0,09",null,0.02]
[56174,"TILIA 2","E-204NU3/PC33*","22+40",44,2170.84,1,"ks","8591728561741",94051098,2.6,2.8,1,"0,41x0,41x0,09",null,0.02]
[56175,"TILIA 2","ES-26NU3/PC33 32W 1-10V*","2x32",44,2925.88,1,"ks","8591728561758",94051098,2.6,2.8,1,"0,41x0,41x0,09",null,0.02]
[56178,"TILIA 2","E-26NU3/PC33 32W HF*","2x32",44,2627.4,1,"ks","8591728561789",94051098,2.7,2.9,1,"0,41x0,41x0,09",null,0.02]
[56180,"TILIA 2","NKC-232/16/PC33*","2x32",44,4268.52,1,"ks","8591728561802",94051098,2.9,3.1,1,"0,41x0,41x0,09",null,0.02]
[56182,"TILIA 2","E-26NU3/PM33 32W*","2x32",44,1981.4,1,"ks","8591728561826",94051098,2.6,2.8,1,"0,41x0,41x0,09",null,0.02]
[56185,"TILIA 2","ES-26NU3/PM33 32W 1-10V*","2x32",44,2825.88,1,"ks","8591728561857",94051098,2.6,2.8,1,"0,41x0,41x0,09",null,0.02]
[56188,"TILIA 2","E-26NU3/PM33 32W HF*","2x32",44,2527.4,1,"ks","8591728561888",94051098,2.7,2.9,1,"0,41x0,41x0,09",null,0.02]
[56190,"TILIA 2","NKC-232/16/PM33*","2x32",44,4168.52,1,"ks","8591728561901",94051098,2.9,3.1,1,"0,41x0,41x0,09",null,0.02]
[44263,"IMAGO","E-36NU45/PC45*","3x24",44,2540,1,"ks","8591728442637",94051098]
[44264,"IMAGO","E-36NU45/PC45 DALI*","3x24",44,3783,1,"ks","8591728442644",94051098]
[44267,"IMAGO","IN-42NU45/PM45","4x30",44,1557,1,"ks","8591728442675",94051091]
[44268,"IMAGO","E-26NU45/PM45*","2x24",44,2207,1,"ks","8591728442682",94051098]
[44271,"IMAGO","IN-42NU45/PM45 HF*","4x25",44,2082,1,"ks","8591728442712",94051091]
[44275,"TRIVIA","IN-32U12/PC29","3x28",44,1372,1,"ks","8591728442750",94051091]
[56071,"VICIA","E-204KNX83/PM48*","22+40",20,2953.76,1,"ks","8591728560713",94051098,3,3.3,1,"0,51x0,51x0,09",null,0.03]
[56072,"VICIA","E-204KNX83/PM48 2/1*","22+40",20,3291.76,1,"ks","8591728560720",94051098,3.1,3.4,1,"0,51x0,51x0,09",null,0.03]
[44646,"TITAN 13","E-28T10/PM19/S4*","2x42",41,2483.48,1,"ks","8591728446468",94051098,2.6,3.7,1,"0,52x0,52x0,285",null,0.08]
[44647,"TITAN 13","E-46T10/PM19/S4*","4x26",41,3075.2400000000002,1,"ks","8591728446475",94051098,2.7,3.8,1,"0,52x0,52x0,285",null,0.08]
[44651,"TITAN 13","ES-46T10/PM19/S4 DALI*","4x26",41,6074.6,1,"ks","8591728446512",94051098,2.7,3.8,1,"0,52x0,52x0,285",null,0.08]
[44652,"TITAN 13","IN-32T10/PM19/S4 HF","3x40",41,2306.6800000000003,1,"ks","8591728446529",94051091,2.6,3.7,1,"0,52x0,52x0,285",null,0.08]
[44656,"TITAN 13","NKC-242/16/PM19/S4*","2x42",41,3889.56,1,"ks","8591728446567",94051098,3,4.1,1,"0,52x0,52x0,285",null,0.08]
[44657,"TITAN 13","IN-32T10/PM19/S12","3x40",41,2593.7200000000003,1,"ks","8591728446574",94051091,2.5,3.6,1,"0,52x0,52x0,285",null,0.08]
[44660,"TITAN 13","E-46T10/PM19/S12 32W*","4x32",41,3868.76,1,"ks","8591728446604",94051098,2.7,3.8,1,"0,52x0,52x0,285",null,0.08]
[44663,"TITAN 13","ES-46T10/PM19/S12 DALI*","4x26",41,6868.12,1,"ks","8591728446635",94051098,2.7,3.8,1,"0,52x0,52x0,285",null,0.08]
[44667,"TITAN 13","NKC-232/16/PM19/S12*","2x32",41,4683.08,1,"ks","8591728446673",94051098,3,4.1,1,"0,52x0,52x0,285",null,0.08]
[44668,"TITAN 13","NKC-242/16/PM19/S12*","2x42",41,4683.08,1,"ks","8591728446680",94051098,3,4.1,1,"0,52x0,52x0,285",null,0.08]
[44671,"TITAN 13","E-46T10/PM19/S14*","4x26",41,3502.6800000000003,1,"ks","8591728446710",94051098,2.7,3.8,1,"0,52x0,52x0,285",null,0.08]
[44672,"TITAN 13","E-46T10/PM19/S14 32W*","4x32",41,3502.6800000000003,1,"ks","8591728446727",94051098,2.7,3.8,1,"0,52x0,52x0,285",null,0.08]
[44676,"TITAN 13","IN-32T10/PM19/S14 HF","3x40",41,2734.12,1,"ks","8591728446765",94051091,2.6,3.7,1,"0,52x0,52x0,285",null,0.08]
[44677,"TITAN 13","E-26T10/PM19/S14 32W HF*","2x32",41,3417.4,1,"ks","8591728446772",94051098,2.7,3.8,1,"0,52x0,52x0,285",null,0.08]
[44681,"TITAN 13","IN-32T10/PM19/S15","3x40",41,2227.6400000000003,1,"ks","8591728446819",94051091,2.5,3.6,1,"0,52x0,52x0,285",null,0.08]
[44684,"TITAN 13","E-46T10/PM19/S15 32W*","4x32",41,3502.6800000000003,1,"ks","8591728446840",94051098,2.7,3.8,1,"0,52x0,52x0,285",null,0.08]
[44687,"TITAN 13","ES-46T10/PM19/S15 DALI*","4x26",41,6502.04,1,"ks","8591728446871",94051098,2.7,3.8,1,"0,52x0,52x0,285",null,0.08]
[44688,"TITAN 13","IN-32T10/PM19/S15 HF","3x40",41,2734.12,1,"ks","8591728446888",94051091,2.6,3.7,1,"0,52x0,52x0,285",null,0.08]
[44692,"TITAN 13","NKC-242/16/PM19/S15*","2x42",41,4317,1,"ks","8591728446925",94051098,3,4.1,1,"0,52x0,52x0,285",null,0.08]
[56100,"VEGA","IN-66","2x40","41II",503.36,1,"ks","8591728561000",94051091,0.7,0.9,1,"0,285x0,27x0,115",null,0.009]
[56103,"VEGA","E-67/18*",18,41,888.16,1,"ks","8591728561031",94051098,0.7,0.9,1,"0,285x0,27x0,115",null,0.009]
[56104,"VEGA","E-67/22*",22,41,894.4,1,"ks","8591728561048",94051098,0.7,0.9,1,"0,285x0,27x0,115",null,0.009]
[45900,"ISIS 3","Z11/PE3/a1 B",75,40,1486.16,1,"ks","8591728459000",94051091,1.9,2.4,2,"0,405x0,405x0,41","0,21x0,165x0,40",0.08]
[45901,"ISIS 3","Z11/PE3/a2 B",75,40,1543.3600000000001,1,"ks","8591728459017",94051091,2,2.5,2,"0,405x0,405x0,41","0,21x0,165x0,60",0.087]
[45904,"ISIS 3","Z11/PE3/a5 B",75,40,1641.12,1,"ks","8591728459048",94051091,2.3,2.8,2,"0,405x0,405x0,41","0,21x0,165x1,20",0.11]
[45907,"ISIS 3","E-26Z11/PE3/a3 B*","2x26",40,2246.4,1,"ks","8591728459079",94051098,2.4,2.9,2,"0,405x0,405x0,41","0,21x0,165x0,80",0.094]
[45909,"ISIS 3","E-26Z11/PE3/a5 B*","2x26",40,2309.84,1,"ks","8591728459093",94051098,2.5,3,2,"0,405x0,405x0,41","0,21x0,165x1,20",0.11]
[45910,"ISIS 3","E-28Z11/PE3/a1 B*","2x42",40,2211.04,1,"ks","8591728459109",94051098,2.2,2.7,2,"0,405x0,405x0,41","0,21x0,165x0,40",0.08]
[45913,"ISIS 3","E-28Z11/PE3/a4 B*","2x42",40,2311.92,1,"ks","8591728459130",94051098,2.4,2.9,2,"0,405x0,405x0,41","0,21x0,165x1,00",0.102]
[45914,"ISIS 3","E-28Z11/PE3/a5 B*","2x42",40,2366,1,"ks","8591728459147",94051098,2.5,3,2,"0,405x0,405x0,41","0,21x0,165x1,20",0.11]
[45917,"ISIS 3","ES-26Z11/PE3/a3 B 1-10V*","2x26",40,3153.28,1,"ks","8591728459178",94051098,2.4,2.9,2,"0,405x0,405x0,41","0,21x0,165x0,80",0.094]
[45918,"ISIS 3","ES-26Z11/PE3/a4 B 1-10V*","2x26",40,3111.6800000000003,1,"ks","8591728459185",94051098,2.4,2.9,2,"0,405x0,405x0,41","0,21x0,165x1,00",0.102]
[45921,"ISIS 3","ES-26Z11/PE3/a2 B DALI*","2x26",40,3296.8,1,"ks","8591728459215",94051098,2.4,2.9,2,"0,405x0,405x0,41","0,21x0,165x0,60",0.087]
[45922,"ISIS 3","ES-26Z11/PE3/a3 B DALI*","2x26",40,3331.12,1,"ks","8591728459222",94051098,2.5,3,2,"0,405x0,405x0,41","0,21x0,165x0,80",0.094]
[45924,"ISIS 3","ES-26Z11/PE3/a5 B DALI*","2x26",40,3394.56,1,"ks","8591728459246",94051098,2.6,3.1,2,"0,405x0,405x0,41","0,21x0,165x1,20",0.11]
[45927,"ISIS 3","NKC-226Z11/13/PE3/a3 B","2X26",40,3777.28,1,"ks","8591728459277",94051091,2.5,3,2,"0,405x0,405x0,41","0,21x0,165x0,80",0.094]
[45930,"ISIS 3","Z11/PE3/a1 MS",75,40,2309.84,1,"ks","8591728459307",94051091,1.9,2.4,2,"0,405x0,405x0,41","0,21x0,165x0,40",0.08]
[45931,"ISIS 3","Z11/PE3/a2 MS",75,40,2434.6400000000003,1,"ks","8591728459314",94051091,2,2.5,2,"0,405x0,405x0,41","0,21x0,165x0,60",0.087]
[45934,"ISIS 3","Z11/PE3/a5 MS",75,40,2666.56,1,"ks","8591728459345",94051091,2.3,2.8,2,"0,405x0,405x0,41","0,21x0,165x1,20",0.11]
[45935,"ISIS 3","E-26Z11/PE3/a1 MS*","2x26",40,2978.5600000000004,1,"ks","8591728459352",94051098,2.2,2.7,2,"0,405x0,405x0,41","0,21x0,165x0,40",0.08]
[45938,"ISIS 3","E-26Z11/PE3/a4 MS*","2x26",40,3269.76,1,"ks","8591728459383",94051098,2.4,2.9,2,"0,405x0,405x0,41","0,21x0,165x1,00",0.102]
[45939,"ISIS 3","E-26Z11/PE3/a5 MS*","2x26",40,3335.28,1,"ks","8591728459390",94051098,2.5,3,2,"0,405x0,405x0,41","0,21x0,165x1,20",0.11]
[45942,"ISIS 3","E-28Z11/PE3/a3 MS*","2x42",40,3251.04,1,"ks","8591728459420",94051098,2.4,2.9,2,"0,405x0,405x0,41","0,21x0,165x0,80",0.094]
[45943,"ISIS 3","E-28Z11/PE3/a4 MS*","2x42",40,3325.92,1,"ks","8591728459437",94051098,2.4,2.9,2,"0,405x0,405x0,41","0,21x0,165x1,00",0.102]
[45947,"ISIS 3","ES-26Z11/PE3/a3 MS 1-10V*","2x26",40,4060.1600000000003,1,"ks","8591728459475",94051098,2.4,2.9,2,"0,405x0,405x0,41","0,21x0,165x0,80",0.094]
[45948,"ISIS 3","ES-26Z11/PE3/a4 MS 1-10V*","2x26",40,4135.04,1,"ks","8591728459482",94051098,2.4,2.9,2,"0,405x0,405x0,41","0,21x0,165x1,00",0.102]
[45951,"ISIS 3","ES-26Z11/PE3/a2 MS DALI*","2x26",40,4188.08,1,"ks","8591728459512",94051098,2.4,2.9,2,"0,405x0,405x0,41","0,21x0,165x0,60",0.087]
[45952,"ISIS 3","ES-26Z11/PE3/a3 MS DALI*","2x26",40,4279.6,1,"ks","8591728459529",94051098,2.5,3,2,"0,405x0,405x0,41","0,21x0,165x0,80",0.094]
[45955,"ISIS 3","NKC-226Z11/13/PE3/a1 MS","2X26",40,4509.4400000000005,1,"ks","8591728459550",94051091,2.3,2.8,2,"0,405x0,405x0,41","0,21x0,165x0,40",0.08]
[45956,"ISIS 3","NKC-226Z11/13/PE3/a2 MS","2X26",40,4634.24,1,"ks","8591728459567",94051091,2.4,2.9,2,"0,405x0,405x0,41","0,21x0,165x0,60",0.087]
[45959,"ISIS 3","NKC-226Z11/13/PE3/a5 MS","2X26",40,4866.16,1,"ks","8591728459598",94051091,2.7,3.2,2,"0,405x0,405x0,41","0,21x0,165x1,20",0.11]
[45960,"ISIS 3","Z11/PE3/a1 NL",75,40,1850.16,1,"ks","8591728459604",94051091,1.9,2.4,2,"0,405x0,405x0,41","0,21x0,165x0,40",0.08]
[45963,"ISIS 3","Z11/PE3/a4 NL",75,40,2002,1,"ks","8591728459635",94051091,2.2,2.7,2,"0,405x0,405x0,41","0,21x0,165x1,00",0.102]
[45965,"ISIS 3","E-26Z11/PE3/a1 NL*","2x26",40,2518.88,1,"ks","8591728459659",94051098,2.2,2.7,2,"0,405x0,405x0,41","0,21x0,165x0,40",0.08]
[45968,"ISIS 3","E-26Z11/PE3/a4 NL*","2x26",40,2670.7200000000003,1,"ks","8591728459680",94051098,2.4,2.9,2,"0,405x0,405x0,41","0,21x0,165x1,00",0.102]
[45969,"ISIS 3","E-26Z11/PE3/a5 NL*","2x26",40,2745.6000000000004,1,"ks","8591728459697",94051098,2.5,3,2,"0,405x0,405x0,41","0,21x0,165x1,20",0.11]
[45972,"ISIS 3","E-28Z11/PE3/a3 NL*","2x42",40,2682.16,1,"ks","8591728459727",94051098,2.4,2.9,2,"0,405x0,405x0,41","0,21x0,165x0,80",0.094]
[45973,"ISIS 3","E-28Z11/PE3/a4 NL*","2x42",40,2726.88,1,"ks","8591728459734",94051098,2.4,2.9,2,"0,405x0,405x0,41","0,21x0,165x1,00",0.102]
[45976,"ISIS 3","ES-26Z11/PE3/a2 NL 1-10V*","2x26",40,3438.2400000000002,1,"ks","8591728459765",94051098,2.3,2.8,2,"0,405x0,405x0,41","0,21x0,165x0,60",0.087]
[45977,"ISIS 3","ES-26Z11/PE3/a3 NL 1-10V*","2x26",40,3491.28,1,"ks","8591728459772",94051098,2.4,2.9,2,"0,405x0,405x0,41","0,21x0,165x0,80",0.094]
[45980,"ISIS 3","ES-26Z11/PE3/a1 NL DALI*","2x26",40,3603.6,1,"ks","8591728459802",94051098,2.3,2.8,2,"0,405x0,405x0,41","0,21x0,165x0,40",0.08]
[45981,"ISIS 3","ES-26Z11/PE3/a2 NL DALI*","2x26",40,3657.6800000000003,1,"ks","8591728459819",94051098,2.4,2.9,2,"0,405x0,405x0,41","0,21x0,165x0,60",0.087]
[45985,"ISIS 3","NKC-226Z11/13/PE3/a1 NL","2X26",40,4049.76,1,"ks","8591728459857",94051091,2.3,2.8,2,"0,405x0,405x0,41","0,21x0,165x0,40",0.08]
[45986,"ISIS 3","NKC-226Z11/13/PE3/a2 NL","2X26",40,4103.84,1,"ks","8591728459864",94051091,2.4,2.9,2,"0,405x0,405x0,41","0,21x0,165x0,60",0.087]
[45989,"ISIS 3","NKC-226Z11/13/PE3/a5 NL","2X26",40,4276.48,1,"ks","8591728459895",94051091,2.7,3.2,2,"0,405x0,405x0,41","0,21x0,165x1,20",0.11]
[45990,"ISIS 3","Z11/PE3/a1 NB",75,40,1850.16,1,"ks","8591728459901",94051091,1.9,2.4,2,"0,405x0,405x0,41","0,21x0,165x0,40",0.08]
[45993,"ISIS 3","Z11/PE3/a4 NB",75,40,2002,1,"ks","8591728459932",94051091,2.2,2.7,2,"0,405x0,405x0,41","0,21x0,165x1,00",0.102]
[45994,"ISIS 3","Z11/PE3/a5 NB",75,40,2076.88,1,"ks","8591728459949",94051091,2.3,2.8,2,"0,405x0,405x0,41","0,21x0,165x1,20",0.11]
[45997,"ISIS 3","E-26Z11/PE3/a3 NB*","2x26",40,2626,1,"ks","8591728459970",94051098,2.4,2.9,2,"0,405x0,405x0,41","0,21x0,165x0,80",0.094]
[45998,"ISIS 3","E-26Z11/PE3/a4 NB*","2x26",40,2670.7200000000003,1,"ks","8591728459987",94051098,2.4,2.9,2,"0,405x0,405x0,41","0,21x0,165x1,00",0.102]
[46001,"ISIS 3","E-28Z11/PE3/a2 NB*","2x42",40,2629.12,1,"ks","8591728460013",94051098,2.3,2.8,2,"0,405x0,405x0,41","0,21x0,165x0,60",0.087]
[46004,"ISIS 3","E-28Z11/PE3/a5 NB*","2x42",40,2801.76,1,"ks","8591728460044",94051098,2.5,3,2,"0,405x0,405x0,41","0,21x0,165x1,20",0.11]
[46006,"ISIS 3","ES-26Z11/PE3/a2 NB 1-10V*","2x26",40,3438.2400000000002,1,"ks","8591728460068",94051098,2.3,2.8,2,"0,405x0,405x0,41","0,21x0,165x0,60",0.087]
[46007,"ISIS 3","ES-26Z11/PE3/a3 NB 1-10V*","2x26",40,3491.28,1,"ks","8591728460075",94051098,2.4,2.9,2,"0,405x0,405x0,41","0,21x0,165x0,80",0.094]
[46010,"ISIS 3","ES-26Z11/PE3/a1 NB DALI*","2x26",40,3603.6,1,"ks","8591728460105",94051098,2.3,2.8,2,"0,405x0,405x0,41","0,21x0,165x0,40",0.08]
[46011,"ISIS 3","ES-26Z11/PE3/a2 NB DALI*","2x26",40,3657.6800000000003,1,"ks","8591728460112",94051098,2.4,2.9,2,"0,405x0,405x0,41","0,21x0,165x0,60",0.087]
[46014,"ISIS 3","ES-26Z11/PE3/a5 NB DALI*","2x26",40,3830.32,1,"ks","8591728460143",94051098,2.6,3.1,2,"0,405x0,405x0,41","0,21x0,165x1,20",0.11]
[46015,"ISIS 3","NKC-226Z11/13/PE3/a1 NB","2X26",40,4049.76,1,"ks","8591728460150",94051091,2.3,2.8,2,"0,405x0,405x0,41","0,21x0,165x0,40",0.08]
[46018,"ISIS 3","NKC-226Z11/13/PE3/a4 NB","2X26",40,4201.6,1,"ks","8591728460181",94051091,2.6,3.1,2,"0,405x0,405x0,41","0,21x0,165x1,00",0.102]
[46019,"ISIS 3","NKC-226Z11/13/PE3/a5 NB","2X26",40,4276.48,1,"ks","8591728460198",94051091,2.7,3.2,2,"0,405x0,405x0,41","0,21x0,165x1,20",0.11]
[46023,"ISIS L3","E-26ZL11/PE3/L200 B*","2x26",40,2316.08,1,"ks","8591728460235",94051098,2.4000000000000004,2.9000000000000004,2,"0,405x0,405x0,41","0,35x0,12x0,12",0.072]
[46024,"ISIS L3","E-28ZL11/PE3/L100 B*","2x42",40,2308.8,1,"ks","8591728460242",94051098,2.3,2.8,2,"0,405x0,405x0,41","0,35x0,12x0,12",0.072]
[46027,"ISIS L3","ES-26ZL11/PE3/L200 B 1-10V*","2x26",40,3181.36,1,"ks","8591728460273",94051098,2.4000000000000004,2.9000000000000004,2,"0,405x0,405x0,41","0,35x0,12x0,12",0.072]
[46028,"ISIS L3","ES-26ZL11/PE3/L100 B DALI*","2x26",40,3338.4,1,"ks","8591728460280",94051098,2.3,2.8,2,"0,405x0,405x0,41","0,35x0,12x0,12",0.072]
[46031,"ISIS L3","NKC-226ZL11/13/PE3/L200 B*","2x26",40,3846.96,1,"ks","8591728460310",94051098,2.5,3,2,"0,405x0,405x0,41","0,35x0,12x0,12",0.072]
[46032,"ISIS L3","ZL11/PE3/L100 MS",75,40,2091.44,1,"ks","8591728460327",94051091,1.9999999999999998,2.5,2,"0,405x0,405x0,41","0,35x0,12x0,12",0.072]
[46035,"ISIS L3","E-26ZL11/PE3/L200 MS*","2x26",40,2823.6000000000004,1,"ks","8591728460358",94051098,2.4000000000000004,2.9000000000000004,2,"0,405x0,405x0,41","0,35x0,12x0,12",0.072]
[46036,"ISIS L3","E-28ZL11/PE3/L100 MS*","2x42",40,2816.32,1,"ks","8591728460365",94051098,2.3,2.8,2,"0,405x0,405x0,41","0,35x0,12x0,12",0.072]
[46039,"ISIS L3","ES-26ZL11/PE3/L200 MS 1-10V*","2x26",40,3688.88,1,"ks","8591728460396",94051098,2.4000000000000004,2.9000000000000004,2,"0,405x0,405x0,41","0,35x0,12x0,12",0.072]
[46040,"ISIS L3","ES-26ZL11/PE3/L100 MS DALI*","2x26",40,3844.88,1,"ks","8591728460402",94051098,2.3,2.8,2,"0,405x0,405x0,41","0,35x0,12x0,12",0.072]
[46042,"ISIS L3","NKC-226ZL11/13/PE3/L100 MS*","2x26",40,4291.04,1,"ks","8591728460426",94051098,2.4000000000000004,2.9000000000000004,2,"0,405x0,405x0,41","0,35x0,12x0,12",0.072]
[46045,"ISIS L3","ZL11/PE3/L200 NL",75,40,1937.52,1,"ks","8591728460457",94051091,2.0999999999999996,2.5999999999999996,2,"0,405x0,405x0,41","0,35x0,12x0,12",0.072]
[46048,"ISIS L3","E-28ZL11/PE3/L100 NL*","2x42",40,2598.96,1,"ks","8591728460488",94051098,2.3,2.8,2,"0,405x0,405x0,41","0,35x0,12x0,12",0.072]
[46049,"ISIS L3","E-28ZL11/PE3/L200 NL*","2x42",40,2662.4,1,"ks","8591728460495",94051098,2.4000000000000004,2.9000000000000004,2,"0,405x0,405x0,41","0,35x0,12x0,12",0.072]
[46052,"ISIS L3","ES-26ZL11/PE3/L100 NL DALI*","2x26",40,3707.6,1,"ks","8591728460525",94051098,2.3,2.8,2,"0,405x0,405x0,41","0,35x0,12x0,12",0.072]
[46053,"ISIS L3","ES-26ZL11/PE3/L200 NL DALI*","2x26",40,3771.04,1,"ks","8591728460532",94051098,2.4000000000000004,2.9000000000000004,2,"0,405x0,405x0,41","0,35x0,12x0,12",0.072]
[46056,"ISIS L3","ZL11/PE3/L100 NB",75,40,1874.08,1,"ks","8591728460563",94051091,1.9999999999999998,2.5,2,"0,405x0,405x0,41","0,35x0,12x0,12",0.072]
[46057,"ISIS L3","ZL11/PE3/L200 NB",75,40,1937.52,1,"ks","8591728460570",94051091,2.0999999999999996,2.5999999999999996,2,"0,405x0,405x0,41","0,35x0,12x0,12",0.072]
[46060,"ISIS L3","E-28ZL11/PE3/L100 NB*","2x42",40,2598.96,1,"ks","8591728460600",94051098,2.3,2.8,2,"0,405x0,405x0,41","0,35x0,12x0,12",0.072]
[46062,"ISIS L3","ES-26ZL11/PE3/L100 NB 1-10V*","2x26",40,3449.6800000000003,1,"ks","8591728460624",94051098,2.3,2.8,2,"0,405x0,405x0,41","0,35x0,12x0,12",0.072]
[46065,"ISIS L3","ES-26ZL11/PE3/L200 NB DALI*","2x26",40,3771.04,1,"ks","8591728460655",94051098,2.4000000000000004,2.9000000000000004,2,"0,405x0,405x0,41","0,35x0,12x0,12",0.072]
[46066,"ISIS L3","NKC-226ZL11/13/PE3/L100 NB*","2x26",40,3942.64,1,"ks","8591728460662",94051098,2.4000000000000004,2.9000000000000004,2,"0,405x0,405x0,41","0,35x0,12x0,12",0.072]
[46071,"ISIS S3","E-26ZS11/PE3/L100 B*","2x26",40,2426.3199999999997,1,"ks","8591728460716",94051098,2.3,2.8,2,"0,405x0,405x0,41","0,35x0,12x0,12",0.072]
[46072,"ISIS S3","E-28ZS11/PE3/L100 B*","2x42",40,2482.48,1,"ks","8591728460723",94051098,2.3,2.8,2,"0,405x0,405x0,41","0,35x0,12x0,12",0.072]
[46075,"ISIS S3","NKC-226ZS11/13/PE3/L100 B*","2x26",40,3960.32,1,"ks","8591728460754",94051098,2.4000000000000004,2.9000000000000004,2,"0,405x0,405x0,41","0,35x0,12x0,12",0.072]
[46076,"ISIS S3","ZS11/PE3/L100 MS",75,40,2265.12,1,"ks","8591728460761",94051091,1.9999999999999998,2.5,2,"0,405x0,405x0,41","0,35x0,12x0,12",0.072]
[46079,"ISIS S3","ES-26ZS11/PE3/L100 MS 1-10V*","2x26",40,3799.12,1,"ks","8591728460792",94051098,2.3,2.8,2,"0,405x0,405x0,41","0,35x0,12x0,12",0.072]
[46080,"ISIS S3","ES-26ZS11/PE3/L100 MS DALI*","2x26",40,4018.56,1,"ks","8591728460808",94051098,2.3,2.8,2,"0,405x0,405x0,41","0,35x0,12x0,12",0.072]
[46083,"ISIS S3","E-26ZS11/PE3/L100 NL*","2x26",40,2716.48,1,"ks","8591728460839",94051098,2.3,2.8,2,"0,405x0,405x0,41","0,35x0,12x0,12",0.072]
[46085,"ISIS S3","ES-26ZS11/PE3/L100 NL 1-10V*","2x26",40,3581.76,1,"ks","8591728460853",94051098,2.3,2.8,2,"0,405x0,405x0,41","0,35x0,12x0,12",0.072]
[46088,"ISIS S3","ZS11/PE3/L100 NB",75,40,2047.76,1,"ks","8591728460884",94051091,1.9999999999999998,2.5,2,"0,405x0,405x0,41","0,35x0,12x0,12",0.072]
[46089,"ISIS S3","E-26ZS11/PE3/L100 NB*","2x26",40,2716.48,1,"ks","8591728460891",94051098,2.3,2.8,2,"0,405x0,405x0,41","0,35x0,12x0,12",0.072]
[46092,"ISIS S3","ES-26ZS11/PE3/L100 NB DALI*","2x26",40,3801.2000000000003,1,"ks","8591728460921",94051098,2.3,2.8,2,"0,405x0,405x0,41","0,35x0,12x0,12",0.072]
[46093,"ISIS S3","NKC-226ZS11/13/PE3/L100 NB*","2x26",40,4247.360000000001,1,"ks","8591728460938",94051098,2.4000000000000004,2.9000000000000004,2,"0,405x0,405x0,41","0,35x0,12x0,12",0.072]
[46702,"ISIS 4","Z11/PE4/a3 B",100,40,1933.12,1,"ks","8591728467029",94051091,3.2,4.1000000000000005,2,"0,52x0,52x0,53","0,21x0,165x0,80",0.17]
[46703,"ISIS 4","Z11/PE4/a4 B",100,40,1942.48,1,"ks","8591728467036",94051091,3.3,4.2,2,"0,52x0,52x0,53","0,21x0,165x1,00",0.178]
[46706,"ISIS 4","E-28Z11/PE4/a2 B*","2x42",40,2624.7200000000003,1,"ks","8591728467067",94051098,3.5,4.4,2,"0,52x0,52x0,53","0,21x0,165x0,60",0.163]
[46709,"ISIS 4","E-28Z11/PE4/a5 B*","2x42",40,2721.44,1,"ks","8591728467098",94051098,3.8,4.7,2,"0,52x0,52x0,53","0,21x0,165x1,20",0.185]
[46711,"ISIS 4","E-46Z11/PE4/a2 B*","4x26",40,3165.52,1,"ks","8591728467111",94051098,3.8,4.7,2,"0,52x0,52x0,53","0,21x0,165x0,60",0.163]
[46712,"ISIS 4","E-46Z11/PE4/a3 B*","4x26",40,3198.8,1,"ks","8591728467128",94051098,3.8,4.7,2,"0,52x0,52x0,53","0,21x0,165x0,80",0.17]
[46715,"ISIS 4","ES-46Z11/PE4/a1 B 1-10V*","4x26",40,4910.64,1,"ks","8591728467159",94051098,3.5,4.4,2,"0,52x0,52x0,53","0,21x0,165x0,40",0.156]
[46716,"ISIS 4","ES-46Z11/PE4/a2 B 1-10V*","4x26",40,4967.84,1,"ks","8591728467166",94051098,3.5999999999999996,4.5,2,"0,52x0,52x0,53","0,21x0,165x0,60",0.163]
[46719,"ISIS 4","ES-46Z11/PE4/a5 B 1-10V*","4x26",40,5064.5599999999995,1,"ks","8591728467197",94051098,3.9000000000000004,4.800000000000001,2,"0,52x0,52x0,53","0,21x0,165x1,20",0.185]
[46720,"ISIS 4","ES-46Z11/PE4/a1 B DALI*","4x26",40,5349.52,1,"ks","8591728467203",94051098,3.5,4.4,2,"0,52x0,52x0,53","0,21x0,165x0,40",0.156]
[46723,"ISIS 4","ES-46Z11/PE4/a4 B DALI*","4x26",40,5449.360000000001,1,"ks","8591728467234",94051098,3.8,4.7,2,"0,52x0,52x0,53","0,21x0,165x1,00",0.178]
[46724,"ISIS 4","ES-46Z11/PE4/a5 B DALI*","4x26",40,5503.4400000000005,1,"ks","8591728467241",94051098,3.9000000000000004,4.800000000000001,2,"0,52x0,52x0,53","0,21x0,165x1,20",0.185]
[46727,"ISIS 4","NKC-232Z11/16/PE4/a3 B","2x32",40,4809.76,1,"ks","8591728467272",94051091,3.8,4.7,2,"0,52x0,52x0,53","0,21x0,165x0,80",0.17]
[46730,"ISIS 4","Z11/PE4/a1 MS",100,40,2676.7200000000003,1,"ks","8591728467302",94051091,3,3.9,2,"0,52x0,52x0,53","0,21x0,165x0,40",0.156]
[46732,"ISIS 4","Z11/PE4/a3 MS",100,40,2893.04,1,"ks","8591728467326",94051091,3.2,4.1000000000000005,2,"0,52x0,52x0,53","0,21x0,165x0,80",0.17]
[46733,"ISIS 4","Z11/PE4/a4 MS",100,40,2966.88,1,"ks","8591728467333",94051091,3.3,4.2,2,"0,52x0,52x0,53","0,21x0,165x1,00",0.178]
[46736,"ISIS 4","E-28Z11/PE4/a2 MS*","2x42",40,3525.36,1,"ks","8591728467364",94051098,3.5,4.4,2,"0,52x0,52x0,53","0,21x0,165x0,60",0.163]
[46737,"ISIS 4","E-28Z11/PE4/a3 MS*","2x42",40,3617.92,1,"ks","8591728467371",94051098,3.5999999999999996,4.5,2,"0,52x0,52x0,53","0,21x0,165x0,80",0.17]
[46740,"ISIS 4","E-46Z11/PE4/a1 MS*","4x26",40,3942.4,1,"ks","8591728467401",94051098,3.7,4.6000000000000005,2,"0,52x0,52x0,53","0,21x0,165x0,40",0.156]
[46741,"ISIS 4","E-46Z11/PE4/a2 MS*","4x26",40,4066.1600000000003,1,"ks","8591728467418",94051098,3.8,4.7,2,"0,52x0,52x0,53","0,21x0,165x0,60",0.163]
[46744,"ISIS 4","E-46Z11/PE4/a5 MS*","4x26",40,4298.08,1,"ks","8591728467449",94051098,4,4.9,2,"0,52x0,52x0,53","0,21x0,165x1,20",0.185]
[46745,"ISIS 4","ES-46Z11/PE4/a1 MS 1-10V*","4x26",40,5744.72,1,"ks","8591728467456",94051098,3.5,4.4,2,"0,52x0,52x0,53","0,21x0,165x0,40",0.156]
[46747,"ISIS 4","ES-46Z11/PE4/a3 MS 1-10V*","4x26",40,5961.04,1,"ks","8591728467470",94051098,3.7,4.6000000000000005,2,"0,52x0,52x0,53","0,21x0,165x0,80",0.17]
[46750,"ISIS 4","ES-46Z11/PE4/a1 MS DALI*","4x26",40,6183.6,1,"ks","8591728467500",94051098,3.5,4.4,2,"0,52x0,52x0,53","0,21x0,165x0,40",0.156]
[46753,"ISIS 4","ES-46Z11/PE4/a4 MS DALI*","4x26",40,6473.76,1,"ks","8591728467531",94051098,3.8,4.7,2,"0,52x0,52x0,53","0,21x0,165x1,00",0.178]
[46754,"ISIS 4","ES-46Z11/PE4/a5 MS DALI*","4x26",40,6539.28,1,"ks","8591728467548",94051098,3.9000000000000004,4.800000000000001,2,"0,52x0,52x0,53","0,21x0,165x1,20",0.185]
[46757,"ISIS 4","NKC-232Z11/16/PE4/a3 MS","2x32",40,5769.68,1,"ks","8591728467579",94051091,3.8,4.7,2,"0,52x0,52x0,53","0,21x0,165x0,80",0.17]
[46758,"ISIS 4","NKC-232Z11/16/PE4/a4 MS","2x32",40,5843.52,1,"ks","8591728467586",94051091,3.9000000000000004,4.800000000000001,2,"0,52x0,52x0,53","0,21x0,165x1,00",0.178]
[46761,"ISIS 4","Z11/PE4/a2 NL",100,40,2248.24,1,"ks","8591728467616",94051091,3.0999999999999996,3.9999999999999996,2,"0,52x0,52x0,53","0,21x0,165x0,60",0.163]
[46762,"ISIS 4","Z11/PE4/a3 NL",100,40,2301.28,1,"ks","8591728467623",94051091,3.2,4.1000000000000005,2,"0,52x0,52x0,53","0,21x0,165x0,80",0.17]
[46765,"ISIS 4","E-28Z11/PE4/a1 NL*","2x42",40,2919.04,1,"ks","8591728467654",94051098,3.4000000000000004,4.300000000000001,2,"0,52x0,52x0,53","0,21x0,165x0,40",0.156]
[46766,"ISIS 4","E-28Z11/PE4/a2 NL*","2x42",40,2973.12,1,"ks","8591728467661",94051098,3.5,4.4,2,"0,52x0,52x0,53","0,21x0,165x0,60",0.163]
[46770,"ISIS 4","E-46Z11/PE4/a1 NL*","4x26",40,3459.84,1,"ks","8591728467708",94051098,3.7,4.6000000000000005,2,"0,52x0,52x0,53","0,21x0,165x0,40",0.156]
[46771,"ISIS 4","E-46Z11/PE4/a2 NL*","4x26",40,3513.92,1,"ks","8591728467715",94051098,3.8,4.7,2,"0,52x0,52x0,53","0,21x0,165x0,60",0.163]
[46774,"ISIS 4","E-46Z11/PE4/a5 NL*","4x26",40,3685.52,1,"ks","8591728467746",94051098,4,4.9,2,"0,52x0,52x0,53","0,21x0,165x1,20",0.185]
[46775,"ISIS 4","ES-46Z11/PE4/a1 NL 1-10V*","4x26",40,5262.16,1,"ks","8591728467753",94051098,3.5,4.4,2,"0,52x0,52x0,53","0,21x0,165x0,40",0.156]
[46778,"ISIS 4","ES-46Z11/PE4/a4 NL 1-10V*","4x26",40,5414,1,"ks","8591728467784",94051098,3.8,4.7,2,"0,52x0,52x0,53","0,21x0,165x1,00",0.178]
[46779,"ISIS 4","ES-46Z11/PE4/a5 NL 1-10V*","4x26",40,5488.88,1,"ks","8591728467791",94051098,3.9000000000000004,4.800000000000001,2,"0,52x0,52x0,53","0,21x0,165x1,20",0.185]
[46782,"ISIS 4","ES-46Z11/PE4/a3 NL DALI*","4x26",40,5808.16,1,"ks","8591728467821",94051098,3.7,4.6000000000000005,2,"0,52x0,52x0,53","0,21x0,165x0,80",0.17]
[46783,"ISIS 4","ES-46Z11/PE4/a4 NL DALI*","4x26",40,5852.88,1,"ks","8591728467838",94051098,3.8,4.7,2,"0,52x0,52x0,53","0,21x0,165x1,00",0.178]
[46786,"ISIS 4","NKC-232Z11/16/PE4/a2 NL","2x32",40,5124.88,1,"ks","8591728467869",94051091,3.7,4.6000000000000005,2,"0,52x0,52x0,53","0,21x0,165x0,60",0.163]
[46788,"ISIS 4","NKC-232Z11/16/PE4/a4 NL","2x32",40,5222.64,1,"ks","8591728467883",94051091,3.9000000000000004,4.800000000000001,2,"0,52x0,52x0,53","0,21x0,165x1,00",0.178]
[46811,"ISIS 4","Z11/PE4/a2 NB",100,40,2248.24,1,"ks","8591728468118",94051091,3.0999999999999996,3.9999999999999996,2,"0,52x0,52x0,53","0,21x0,165x0,60",0.163]
[46812,"ISIS 4","Z11/PE4/a3 NB",100,40,2301.28,1,"ks","8591728468125",94051091,3.2,4.1000000000000005,2,"0,52x0,52x0,53","0,21x0,165x0,80",0.17]
[46815,"ISIS 4","E-28Z11/PE4/a1 NB*","2x42",40,2919.04,1,"ks","8591728468156",94051098,3.4000000000000004,4.300000000000001,2,"0,52x0,52x0,53","0,21x0,165x0,40",0.156]
[46816,"ISIS 4","E-28Z11/PE4/a2 NB*","2x42",40,2973.12,1,"ks","8591728468163",94051098,3.5,4.4,2,"0,52x0,52x0,53","0,21x0,165x0,60",0.163]
[46819,"ISIS 4","E-28Z11/PE4/a5 NB*","2x42",40,3144.7200000000003,1,"ks","8591728468194",94051098,3.8,4.7,2,"0,52x0,52x0,53","0,21x0,165x1,20",0.185]
[46820,"ISIS 4","E-46Z11/PE4/a1 NB*","4x26",40,3459.84,1,"ks","8591728468200",94051098,3.7,4.6000000000000005,2,"0,52x0,52x0,53","0,21x0,165x0,40",0.156]
[46823,"ISIS 4","E-46Z11/PE4/a4 NB*","4x26",40,3611.6800000000003,1,"ks","8591728468231",94051098,3.9000000000000004,4.800000000000001,2,"0,52x0,52x0,53","0,21x0,165x1,00",0.178]
[46824,"ISIS 4","E-46Z11/PE4/a5 NB*","4x26",40,3685.52,1,"ks","8591728468248",94051098,4,4.9,2,"0,52x0,52x0,53","0,21x0,165x1,20",0.185]
[46828,"ISIS 4","ES-46Z11/PE4/a4 NB 1-10V*","4x26",40,5414,1,"ks","8591728468286",94051098,3.8,4.7,2,"0,52x0,52x0,53","0,21x0,165x1,00",0.178]
[46829,"ISIS 4","ES-46Z11/PE4/a5 NB 1-10V*","4x26",40,5488.88,1,"ks","8591728468293",94051098,3.9000000000000004,4.800000000000001,2,"0,52x0,52x0,53","0,21x0,165x1,20",0.185]
[46832,"ISIS 4","ES-46Z11/PE4/a3 NB DALI*","4x26",40,5808.16,1,"ks","8591728468323",94051098,3.7,4.6000000000000005,2,"0,52x0,52x0,53","0,21x0,165x0,80",0.17]
[46833,"ISIS 4","ES-46Z11/PE4/a4 NB DALI*","4x26",40,5852.88,1,"ks","8591728468330",94051098,3.8,4.7,2,"0,52x0,52x0,53","0,21x0,165x1,00",0.178]
[46836,"ISIS 4","NKC-232Z11/16/PE4/a2 NB","2x32",40,5124.88,1,"ks","8591728468361",94051091,3.7,4.6000000000000005,2,"0,52x0,52x0,53","0,21x0,165x0,60",0.163]
[46837,"ISIS 4","NKC-232Z11/16/PE4/a3 NB","2x32",40,5177.92,1,"ks","8591728468378",94051091,3.8,4.7,2,"0,52x0,52x0,53","0,21x0,165x0,80",0.17]
[46840,"ISIS L4","ZL11/PE4/L100 B",100,40,1927.92,1,"ks","8591728468408",94051091,3.0999999999999996,3.9999999999999996,2,"0,52x0,52x0,53","0,35x0,12x0,12",0.04]
[46841,"ISIS L4","ZL11/PE4/L200 B",100,40,1991.3600000000001,1,"ks","8591728468415",94051091,3.2,4.1000000000000005,2,"0,52x0,52x0,53","0,35x0,12x0,12",0.045]
[46844,"ISIS L4","E-46ZL11/PE4/L100 B*","4x26",40,3235.2,1,"ks","8591728468446",94051098,3.5,4.4,2,"0,52x0,52x0,53","0,35x0,12x0,12",0.04]
[46847,"ISIS L4","ES-46ZL11/PE4/L200 B 1-10V*","4x26",40,5100.96,1,"ks","8591728468477",94051098,3.5999999999999996,4.5,2,"0,52x0,52x0,53","0,35x0,12x0,12",0.045]
[46849,"ISIS L4","ES-46ZL11/PE4/L200 B DALI*","4x26",40,5616.8,1,"ks","8591728468491",94051098,3.5999999999999996,4.5,2,"0,52x0,52x0,53","0,35x0,12x0,12",0.045]
[46850,"ISIS L4","NKC-232ZL11/16/PE4/L100 B","2x32",40,3996.48,1,"ks","8591728468507",94051091,3.5999999999999996,4.5,2,"0,52x0,52x0,53","0,35x0,12x0,12",0.04]
[46853,"ISIS L4","ZL11/PE4/L200 MS",100,40,2498.88,1,"ks","8591728468538",94051091,3.2,4.1000000000000005,2,"0,52x0,52x0,53","0,35x0,12x0,12",0.148]
[46854,"ISIS L4","E-28ZL11/PE4/L100 MS*","2x42",40,3160.32,1,"ks","8591728468545",94051098,3.4000000000000004,4.300000000000001,2,"0,52x0,52x0,53","0,35x0,12x0,12",0.148]
[46857,"ISIS L4","E-46ZL11/PE4/L200 MS*","4x26",40,3806.16,1,"ks","8591728468576",94051098,3.5999999999999996,4.5,2,"0,52x0,52x0,53","0,35x0,12x0,12",0.148]
[46858,"ISIS L4","ES-46ZL11/PE4/L100 MS 1-10V*","4x26",40,5503.4400000000005,1,"ks","8591728468583",94051098,3.5,4.4,2,"0,52x0,52x0,53","0,35x0,12x0,12",0.148]
[46861,"ISIS L4","ES-46ZL11/PE4/L200 MS DALI*","4x26",40,6005.76,1,"ks","8591728468613",94051098,3.5999999999999996,4.5,2,"0,52x0,52x0,53","0,35x0,12x0,12",0.148]
[46862,"ISIS L4","NKC-232ZL11/16/PE4/L100 MS","2x32",40,5312.08,1,"ks","8591728468620",94051091,3.5999999999999996,4.5,2,"0,52x0,52x0,53","0,35x0,12x0,12",0.148]
[46866,"ISIS L4","E-28ZL11/PE4/L100 NL*","2x42",40,2942.96,1,"ks","8591728468668",94051098,3.4000000000000004,4.300000000000001,2,"0,52x0,52x0,53","0,35x0,12x0,12",0.148]
[46867,"ISIS L4","E-28ZL11/PE4/L200 NL*","2x42",40,3006.4,1,"ks","8591728468675",94051098,3.5,4.4,2,"0,52x0,52x0,53","0,35x0,12x0,12",0.148]
[46870,"ISIS L4","ES-46ZL11/PE4/L100 NL 1-10V*","4x26",40,5286.08,1,"ks","8591728468705",94051098,3.5,4.4,2,"0,52x0,52x0,53","0,35x0,12x0,12",0.148]
[46871,"ISIS L4","ES-46ZL11/PE4/L200 NL 1-10V*","4x26",40,5349.52,1,"ks","8591728468712",94051098,3.5999999999999996,4.5,2,"0,52x0,52x0,53","0,35x0,12x0,12",0.148]
[46874,"ISIS L4","NKC-232ZL11/16/PE4/L100 NL","2x32",40,5094.72,1,"ks","8591728468743",94051091,3.5999999999999996,4.5,2,"0,52x0,52x0,53","0,35x0,12x0,12",0.148]
[46875,"ISIS L4","NKC-232ZL11/16/PE4/L200 NL","2x32",40,5158.16,1,"ks","8591728468750",94051091,3.7,4.6000000000000005,2,"0,52x0,52x0,53","0,35x0,12x0,12",0.148]
[46878,"ISIS L4","E-28ZL11/PE4/L100 NB*","2x42",40,2942.96,1,"ks","8591728468781",94051098,3.4000000000000004,4.300000000000001,2,"0,52x0,52x0,53","0,35x0,12x0,12",0.148]
[46879,"ISIS L4","E-28ZL11/PE4/L200 NB*","2x42",40,3006.4,1,"ks","8591728468798",94051098,3.5,4.4,2,"0,52x0,52x0,53","0,35x0,12x0,12",0.148]
[46882,"ISIS L4","ES-46ZL11/PE4/L100 NB 1-10V*","4x26",40,5286.08,1,"ks","8591728468828",94051098,3.5,4.4,2,"0,52x0,52x0,53","0,35x0,12x0,12",0.148]
[46883,"ISIS L4","ES-46ZL11/PE4/L200 NB 1-10V*","4x26",40,5349.52,1,"ks","8591728468835",94051098,3.5999999999999996,4.5,2,"0,52x0,52x0,53","0,35x0,12x0,12",0.148]
[46887,"ISIS L4","NKC-232ZL11/16/PE4/L200 NB","2x32",40,5158.16,1,"ks","8591728468873",94051091,3.7,4.6000000000000005,2,"0,52x0,52x0,53","0,35x0,12x0,12",0.148]
[44180,"ISIS S4","ZS11/PE4/L100  B",100,40,2101.6,1,"ks","8591728441807",94051091,3.2,4.1000000000000005,2,"0,52x0,52x0,53","0,35x0,12x0,12",0.148]
[44183,"ISIS S4","ES-46ZS11/PE4/L100 B 1-10V*","4x26",40,5169.6,1,"ks","8591728441838",94051098,3.5,4.4,2,"0,52x0,52x0,53","0,35x0,12x0,12",0.148]
[44184,"ISIS S4","ES-46ZS11/PE4/L100 B DALI*","4x26",40,5608.4800000000005,1,"ks","8591728441845",94051098,3.5,4.4,2,"0,52x0,52x0,53","0,35x0,12x0,12",0.148]
[44187,"ISIS S4","E-28ZS11/PE4/L100 MS*","2x42",40,3334,1,"ks","8591728441876",94051098,3.4000000000000004,4.300000000000001,2,"0,52x0,52x0,53","0,35x0,12x0,12",0.148]
[44188,"ISIS S4","E-46ZS11/PE4/L100 MS*","4x26",40,3885.2000000000003,1,"ks","8591728441883",94051098,3.5,4.4,2,"0,52x0,52x0,53","0,35x0,12x0,12",0.148]
[44191,"ISIS S4","NKC-232ZS11/16/PE4/L100 MS","2x32",40,5485.76,1,"ks","8591728441913",94051091,3.5999999999999996,4.5,2,"0,52x0,52x0,53","0,35x0,12x0,12",0.148]
[44192,"ISIS S4","ZS11/PE4/L100 NL",100,40,2392,1,"ks","8591728441920",94051091,3.2,4.1000000000000005,2,"0,52x0,52x0,53","0,35x0,12x0,12",0.148]
[44195,"ISIS S4","ES-46ZS11/PE4/L100 NL 1-10V*","4x26",40,7734.24,1,"ks","8591728441951",94051098,3.5,4.4,2,"0,52x0,52x0,53","0,35x0,12x0,12",0.148]
[44197,"ISIS S4","NKC-232ZS11/16/PE4/L100 NL","2x32",40,7542.88,1,"ks","8591728441975",94051091,3.5999999999999996,4.5,2,"0,52x0,52x0,53","0,35x0,12x0,12",0.148]
[44200,"ISIS S4","E-46ZS11/PE4/L100 NB*","4x26",40,3699.04,1,"ks","8591728442002",94051098,3.5,4.4,2,"0,52x0,52x0,53","0,35x0,12x0,12",0.148]
[44201,"ISIS S4","ES-46ZS11/PE4/L100 NB 1-10V*","4x26",40,7734.24,1,"ks","8591728442019",94051098,3.5,4.4,2,"0,52x0,52x0,53","0,35x0,12x0,12",0.148]
[52000,"TITAN T2","IN-22ZT11/PC08/L100","2x60",41,1466.72,1,"ks","8591728520007",94051091,1.9,2.3,1,"0,48x0,46x0,245",null,0.054]
[52001,"TITAN T2","E-25ZT11/PC08/L100*","2x18",41,2156.24,1,"ks","8591728520014",94051098,2,2.4,1,"0,48x0,46x0,245",null,0.054]
[52004,"TITAN T2","ES-26ZT11/PC08/L100 1-10V*","2x26",41,3000.7200000000003,1,"ks","8591728520045",94051098,2,2.4,1,"0,48x0,46x0,245",null,0.054]
[52005,"TITAN T2","ES-26ZT11/PC08/L100 DALI*","2x26",41,3220.1600000000003,1,"ks","8591728520052",94051098,2,2.4,1,"0,48x0,46x0,245",null,0.054]
[52008,"TITAN T2","E-25ZT11/PM08/L100*","2x18",41,2075.2799999999997,1,"ks","8591728520083",94051098,2,2.4,1,"0,48x0,46x0,245",null,0.054]
[52009,"TITAN T2","E-26ZT11/PM08/L100*","2x26",41,2075.2799999999997,1,"ks","8591728520090",94051098,2,2.4,1,"0,48x0,46x0,245",null,0.054]
[52012,"TITAN T2","ES-26ZT11/PM08/L100 DALI*","2x26",41,3139.2000000000003,1,"ks","8591728520120",94051098,2.1,2.5,1,"0,48x0,46x0,245",null,0.054]
[52015,"TITAN T3","IN-32ZT11/PC09/L100","3x60",41,1811.48,1,"ks","8591728520151",94051091,2.6,3.1,1,"0,52x0,52x0,21",null,0.056]
[52018,"TITAN T3","E-46ZT11/PC09/L100*","4x26",41,3097.96,1,"ks","8591728520182",94051098,2.9,3.4,1,"0,52x0,52x0,21",null,0.056]
[52019,"TITAN T3","E-204ZT11/PC09/L100*","22+40",41,2590.44,1,"ks","8591728520199",94051098,2.9,3.4,1,"0,52x0,52x0,21",null,0.056]
[52022,"TITAN T3 ","NKC-232ZT/16/PC09/L100*","2x32",41,4688.120000000001,1,"ks","8591728520229",94051098,3.1,3.6,1,"0,52x0,52x0,21",null,0.056]
[52023,"TITAN T3","IN-32ZT11/PM09/L100","3x40",41,1694.48,1,"ks","8591728520236",94051091,2.6,3.1,1,"0,52x0,52x0,21",null,0.056]
[52026,"TITAN T3","E-46ZT11/PM09/L100*","4x26",41,2980.96,1,"ks","8591728520267",94051098,2.9,3.4,1,"0,52x0,52x0,21",null,0.056]
[52027,"TITAN T3","E-204ZT11/PM09/L100*","22+40",41,2473.44,1,"ks","8591728520274",94051098,2.9,3.4,1,"0,52x0,52x0,21",null,0.056]
[52030,"TITAN T3 ","NKC-232ZT/16/PM09/L100*","2x32",41,4571.120000000001,1,"ks","8591728520304",94051098,3.1,3.6,1,"0,52x0,52x0,21",null,0.056]
[52052,"DELIA T2","E-26ZT11/PC23/L100*","2x26",41,2285.24,1,"ks","8591728520526",94051098,2.2,2.6,1,"0,435x0,435x0,13",null,0.025]
[52054,"DELIA T2","ES-26ZT11/PC23/L100 1-10V*","2x26",41,3129.7200000000003,1,"ks","8591728520540",94051098,2.2,2.6,1,"0,435x0,435x0,13",null,0.025]
[52055,"DELIA T2","ES-26ZT11/PC23/L100 DALI*","2x26",41,3349.1600000000003,1,"ks","8591728520557",94051098,2.2,2.6,1,"0,435x0,435x0,13",null,0.025]
[52058,"DELIA T2","E-25ZT11/PM23/L100*","2x18",41,2186.2799999999997,1,"ks","8591728520588",94051098,2.2,2.6,1,"0,435x0,435x0,13",null,0.025]
[52059,"DELIA T2","E-26ZT11/PM23/L100*","2x26",41,2186.2799999999997,1,"ks","8591728520595",94051098,2.2,2.6,1,"0,435x0,435x0,13",null,0.025]
[52062,"DELIA T2","ES-26ZT11/PM23/L100 DALI*","2x26",41,3250.2000000000003,1,"ks","8591728520625",94051098,2.2,2.6,1,"0,435x0,435x0,13",null,0.025]
[52063,"DELIA T2","NKC-226ZT/13/PM23/L100*","2x26",41,3696.36,1,"ks","8591728520632",94051098,2.5,2.9,1,"0,435x0,435x0,13",null,0.025]
[52067,"DELIA T3","E-27ZT11/PC24/L100*","2x36",41,2802.24,1,"ks","8591728520670",94051098,3.5,3.9,1,"0,52x0,52x0,21",null,0.056]
[52068,"DELIA T3","E-46ZT11/PC24/L100*","4x26",41,3262.96,1,"ks","8591728520687",94051098,3.6,4,1,"0,52x0,52x0,21",null,0.056]
[52072,"DELIA T3","NKC-232ZT/16/PC24/L100*","2x32",41,4853.120000000001,1,"ks","8591728520724",94051098,3.8,4.2,1,"0,52x0,52x0,21",null,0.056]
[52073,"DELIA T3","IN-32ZT11/PM24/L100","3x30",41,1845.48,1,"ks","8591728520731",94051091,3.1,3.5,1,"0,52x0,52x0,21",null,0.056]
[52076,"DELIA T3","E-46ZT11/PM24/L100*","4x26",41,3131.96,1,"ks","8591728520762",94051098,3.6,4,1,"0,52x0,52x0,21",null,0.056]
[52077,"DELIA T3","E-204ZT11/PM24/L100*","22+40",41,2622.36,1,"ks","8591728520779",94051098,3.5,3.9,1,"0,52x0,52x0,21",null,0.056]
[52080,"DELIA T3","NKC-232ZT/16/PM24/L100*","2x32",41,4722.120000000001,1,"ks","8591728520809",94051098,3.8,4.2,1,"0,52x0,52x0,21",null,0.056]
[52090,"VICIA T","E-102ZT11/PM48/L100*",40,20,3289.6800000000003,1,"ks","8591728520908",94051098,3.6,3.9,1,"0,52x0,52x0,21",null,0.056]
[52093,"VICIA T","ES-204ZT11/PM48/L100 1-10V*","22+40",20,5480.96,1,"ks","8591728520939",94051098,3.6,3.9,1,"0,52x0,52x0,21",null,0.056]
[52094,"VICIA T","ES-204ZT11/PM48/L100 DALI*","22+40",20,5989.52,1,"ks","8591728520946",94051098,3.7,4,1,"0,52x0,52x0,21",null,0.056]
[52037,"TITAN L4","E-47ZL11/PM10/L100*","4x36",41,5404.68,1,"ks","8591728520373",94051098,4.6,6,1,"0,68x0,17x0,69",null,0.117]
[52038,"TITAN L4","ES-47ZL11/PM10/L100 1-10V*","4x36",41,7491.96,1,"ks","8591728520380",94051098,4.6,6,1,"0,68x0,17x0,69",null,0.117]
[52040,"TITAN L5","IN-62ZL11/PM11/L100","6x40",41,6203.68,1,"ks","8591728520403",94051091,8.5,11.2,1,"0,95x0,23x0,94",null,0.205]
[52043,"TITAN L5","ES-67ZL11/PM11/L100 1-10V*","6x36",41,10954.4,1,"ks","8591728520434",94051098,9.7,12.4,1,"0,95x0,23x0,94",null,0.205]
[44278,"DELIA L4","E-48ZL11/PM25/L100*","4x42",41,5563,1,"ks","8591728442781",94051098]
[44279,"DELIA L4","E-47ZL11/PM25/L100*","4x36",41,5645,1,"ks","8591728442798",94051098]
[44282,"DELIA L5","IN-62ZL11/PM26/L100","6x30",41,6618,1,"ks","8591728442828",94051091]
[44283,"DELIA L5","E-66ZL11/PM26/L100*","6x24",41,8614,1,"ks","8591728442835",94051098]
[44286,"DELIA L5","ES-67ZL11/PM26/L100 DALI*","6x36",41,12146,1,"ks","8591728442866",94051098]
[45620,"VELA L","IN-42ZL11/PM19/L100 B 2/2","4x40",40,5986.16,1,"ks","8591728456207",94051091,5.7,7.3,1,"0,525x0,525x0,545",null,0.15]
[45623,"VELA L","E-46ZL11/PM19/L200 B 2/2*","4x26",40,6855.6,1,"ks","8591728456238",94051098,5.5,7.1,1,"0,525x0,525x0,545",null,0.15]
[45624,"VELA L","E-48ZL11/PM19/L100 B 2/2*","4x42",40,6855.6,1,"ks","8591728456245",94051098,5.5,7.1,1,"0,525x0,525x0,545",null,0.15]
[45630,"VELA L","ES-48ZL11/PM19/L100 B 2/2 DALI*","4x42",40,9661.52,1,"ks","8591728456306",94051098,5.5,7.1,1,"0,525x0,525x0,545",null,0.15]
[45631,"VELA L","ES-48ZL11/PM19/L200 B 2/2 DALI*","4x42",40,9661.52,1,"ks","8591728456313",94051098,5.5,7.1,1,"0,525x0,525x0,545",null,0.15]
[45634,"VELA L","E-46ZL11/PM19/L100 NL 2/2*","4x26",40,7389.12,1,"ks","8591728456344",94051098,5.5,7.1,1,"0,525x0,525x0,545",null,0.15]
[45635,"VELA L","E-46ZL11/PM19/L200 NL 2/2*","4x26",40,7389.12,1,"ks","8591728456351",94051098,5.5,7.1,1,"0,525x0,525x0,545",null,0.15]
[45638,"VELA L","ES-48ZL11/PM19/L100 NL 2/2 1-10V*","4x42",40,9571.04,1,"ks","8591728456382",94051098,5.5,7.1,1,"0,525x0,525x0,545",null,0.15]
[45639,"VELA L","ES-48ZL11/PM19/L200 NL 2/2 1-10V*","4x42",40,9571.04,1,"ks","8591728456399",94051098,5.5,7.1,1,"0,525x0,525x0,545",null,0.15]
[45644,"VELA L","IN-42ZL11/PM19/L100 NB 2/2","4x40",40,6253.4400000000005,1,"ks","8591728456443",94051091,5.7,7.3,1,"0,525x0,525x0,545",null,0.15]
[45645,"VELA L","IN-42ZL11/PM19/L200 NB 2/2","4x40",40,6253.4400000000005,1,"ks","8591728456450",94051091,5.7,7.3,1,"0,525x0,525x0,545",null,0.15]
[45648,"VELA L","E-48ZL11/PM19/L100 NB 2/2*","4x42",40,7389.12,1,"ks","8591728456481",94051098,5.5,7.1,1,"0,525x0,525x0,545",null,0.15]
[45650,"VELA L","ES-48ZL11/PM19/L100 NB 2/2 1-10V*","4x42",40,9571.04,1,"ks","8591728456504",94051098,5.5,7.1,1,"0,525x0,525x0,545",null,0.15]
[45655,"VELA L","ES-48ZL11/PM19/L200 NB 2/2 DALI*","4x42",40,10194,1,"ks","8591728456559",94051098,5.5,7.1,1,"0,525x0,525x0,545",null,0.15]
[50090,"TRITON","IN-184 B","2x25","65II",1071,1,"ks",null,94051091]
[50093,"TRITON","ES-185/226 B 1-10V*","2x26",65,2825,1,"ks",null,94051098]
[50094,"TRITON","ES-185/226 B DALI*","2x26",65,2825,1,"ks",null,94051098]
[50097,"TRITON","NKC-226/13/IN-184 B*","2x26",65,3271,1,"ks",null,94051098]
[50110,"TRITON","IN-184 S","2x25","65II",1071,1,"ks","8591728501105",94051091]
[50113,"TRITON","ES-185/226 S 1-10V*","2x26",65,2825,1,"ks","8591728501136",94051098]
[50115,"TRITON","IN-184 S HF",40,65,1596,1,"ks","8591728501150",94051091]
[50000,"ELEKTRA 1","IN-64/9*",9,"54II",351.52,1,"ks","8591728500009",94051098,0.5,0.6,1,"0,26x0,12x0,1",null,0.003]
[50001,"ELEKTRA 1","IN-64/13*",13,"54II",351.52,1,"ks","8591728500016",94051098,1.5,1.6,1,"0,26x0,12x0,1",null,0.003]
[52095,"ELEKTRA 1","E-64/18*",18,"54II",750,1,"ks","8591728520953",94051098,0.5,0.6,1,"0,26x0,12x0,1",null,0.003]
[50002,"ELEKTRA 2","IN-63/9*",9,"54II",351.52,1,"ks","8591728500023",94051098,0.5,0.6,1,"0,265x0,135x0,12",null,0.004]
[50078,"ELEKTRA 2","E-63/13*",13,"54II",750,1,"ks","8591728500788",94051098,0.5,0.6,1,"0,265x0,135x0,12",null,0.004]
[52096,"ELEKTRA 2","E-63/18*",18,"54II",750,1,"ks","8591728520960",94051098,0.5,0.6,1,"0,265x0,135x0,12",null,0.004]
[50006,"ELEKTRA 3","E-153 B*",13,53,564,1,"ks","8591728500061",94051098,0.5,0.6,1,"0,24x0,23x0,095",null,0.005]
[50007,"ELEKTRA 3","NZ-7/IN-152 B*",7,53,999,1,"ks","8591728500078",94051098,1,1.1,1,"0,24x0,23x0,095",null,0.005]
[50010,"ELEKTRA 3","E-153 H*",13,53,564,1,"ks","8591728500108",94051098,0.5,0.6,1,"0,24x0,23x0,095",null,0.005]
[50013,"ELEKTRA 3 L","IN-153 LB*",13,53,366.08,1,"ks","8591728500139",94051098,0.7,0.8,1,"0,24x0,23x0,095",null,0.005]
[50015,"ELEKTRA 3 L","NZ-7/IN-152 LB*",7,53,1042,1,"ks","8591728500153",94051098,1,1.1,1,"0,24x0,23x0,095",null,0.005]
[50016,"ELEKTRA 3 L","IN-152 LH",60,"53II",209.04,1,"ks","8591728500160",94051091,0.6,0.7,1,"0,24x0,23x0,095",null,0.005]
[50019,"ELEKTRA 3 L","NZ-7/IN-152 LH*",7,53,1042,1,"ks","8591728500191",94051098,1,1.1,1,"0,24x0,23x0,095",null,0.005]
[50020,"ELEKTRA 3 K","IN-152 KB",60,"53II",226.72,1,"ks","8591728500207",94051091,0.6,0.8,1,"0,24x0,23x0,095",null,0.006]
[50023,"ELEKTRA 3 K","NZ-7/IN-152 KB*",7,53,1060,1,"ks","8591728500238",94051098,1,1.2,1,"0,24x0,23x0,095",null,0.006]
[50024,"ELEKTRA 3 K","IN-152 KH",60,"53II",226.72,1,"ks","8591728500245",94051091,0.6,0.8,1,"0,24x0,23x0,095",null,0.006]
[50027,"ELEKTRA 3 K","NZ-7/IN-152 KH*",7,53,1060,1,"ks","8591728500276",94051098,1,1.2,1,"0,24x0,23x0,095",null,0.006]
[50028,"ELEKTRA 4","IN-172",100,"65II",379.6,1,"ks","8591728500283",94051091,0.7,0.9,1,"0,285x0,27x0,115",null,0.009]
[50032,"ELEKTRA 4","IN-173/213*","2x13",65,731.12,1,"ks","8591728500320",94051098,1.1,1.3,1,"0,285x0,27x0,115",null,0.009]
[50034,"ELEKTRA 4","E-173/13*",13,65,939,1,"ks","8591728500344",94051098,0.7,0.9,1,"0,285x0,27x0,115",null,0.009]
[50037,"ELEKTRA 4","E-173/213*","2x13",65,1023,1,"ks","8591728500375",94051098,0.8,1,1,"0,285x0,27x0,115",null,0.009]
[46133,"ELEKTRA 4","IN-172 HF",60,65,867,1,"ks","8591728461331",94051091,0.8,1,1,"0,285x0,27x0,115",null,0.009]
[50040,"ELEKTRA 5","IN-175/18*",18,65,804.96,1,"ks","8591728500405",94051098,1.5,1.8,1,"0,33x0,33x0,135",null,0.015]
[50041,"ELEKTRA 5","IN-175/26*",26,65,804.96,1,"ks","8591728500412",94051098,1.5,1.8,1,"0,33x0,33x0,135",null,0.015]
[50045,"ELEKTRA 5","E-175/26*",26,65,1188,1,"ks","8591728500450",94051098,1.3,1.6,1,"0,33x0,33x0,135",null,0.015]
[50046,"ELEKTRA 5","E-175/218*","2x18",65,1272,1,"ks","8591728500467",94051098,1.4,1.7,1,"0,33x0,33x0,135",null,0.015]
[50051,"ELEKTRA 5","NK-E-18/IN-174*",18,65,2136,1,"ks","8591728500511",94051098,1.6,1.9,1,"0,33x0,33x0,135",null,0.015]
[50052,"ELEKTRA 5","NK-E-26/IN-174*",26,65,2136,1,"ks","8591728500528",94051098,1.6,1.9,1,"0,33x0,33x0,135",null,0.015]
[50056,"ELEKTRA 6","IN-173/26/L4*",26,65,601.12,1,"ks","8591728500566",94051098,1.1,1.3,1,"0,33x0,33x0,12",null,0.013]
[50057,"ELEKTRA 6","IN-173/213/L4*","2x13",65,756.08,1,"ks","8591728500573",94051098,1.2,1.4,1,"0,33x0,33x0,12",null,0.013]
[50061,"ELEKTRA 6","E-173/26/L4*",26,65,963,1,"ks","8591728500610",94051098,0.6,0.8,1,"0,33x0,33x0,12",null,0.013]
[50062,"ELEKTRA 6","E-173/213/L4*","2x13",65,1047,1,"ks","8591728500627",94051098,0.7,0.9,1,"0,33x0,33x0,12",null,0.013]
[52097,"ELEKTRA 6","IN-172/L13",100,65,520,1,"ks","8591728520977",94051091,0.6,0.8,1,"0,33x0,33x0,12",null,0.013]
[52098,"ELEKTRA 6","E-173/13/L13*",13,65,1129,1,"ks","8591728520984",94051098,1.1,1.3,1,"0,33x0,33x0,12",null,0.013]
[52101,"ELEKTRA 6","E-173/213/L13*","2x13",65,1213,1,"ks","8591728521011",94051098,1.2,1.4,1,"0,33x0,33x0,12",null,0.013]
[52102,"ELEKTRA 6","IN-172/L13 HF",60,65,1057,1,"ks","8591728521028",94051091,0.7,0.9,1,"0,33x0,33x0,12",null,0.013]
[45017,"META 5","IN-151B*",13,20,283.92,1,"ks","8591728450175",94051098,0.5,0.6,1,"0,24x0,23x0,095",null,0.005]
[45019,"META 5","IN-150H",60,20,126.88,1,"ks","8591728450199",94051091,0.5,0.6,1,"0,24x0,23x0,095",null,0.005]
[45022,"META 5L","IN-150LB",60,20,169.52,1,"ks","8591728450229",94051091,0.6,0.7,1,"0,24x0,23x0,095",null,0.005]
[45023,"META 5L","IN-151LB*",13,20,326.56,1,"ks","8591728450236",94051098,0.6,0.7,1,"0,24x0,23x0,095",null,0.005]
[45026,"META 5L","IN-151LH*",13,20,326.56,1,"ks","8591728450267",94051098,0.6,0.7,1,"0,24x0,23x0,095",null,0.005]
[45027,"META 5L","NZ-7/IN-150LH*",7,20,1003,1,"ks","8591728450274",94051098,1,1.1,1,"0,24x0,23x0,095",null,0.005]
[47075,"AURA 1","LED-NZ1W/040 4000*",1,"IP43",2715,1,"Pc","8591728470753",94051098,1.9,2.3,1,"0,24x0,23x0,115",null,0.006]
[51222,"AURA 2","LED-1L11B07K53/042 3000*",8,"IP43",1224,1,"Pc","8591728512224",94051098,1.7,1.9,1,"0,30x0,285x0,13",null,0.011]
[47420,"AURA 2","LED-3L02A10K53/042 1-10V3000*",23,"IP43",3578,1,"Pc","8591728474201",94051098,2,2.2,1,"0,30x0,285x0,13",null,0.011]
[47421,"AURA 2","LED-3L02A10K53/042 DALI 3000*",23,"IP43",3067,1,"Pc","8591728474218",94051098,2.1,2.3,1,"0,30x0,285x0,13",null,0.011]
[51225,"AURA 2","LED-1L12B07K53/042/NK1W 3000*",11,"IP43",3046,1,"Pc","8591728512255",94051098,1.7,1.9,1,"0,30x0,285x0,13",null,0.011]
[51723,"AURA 2","LED-1L12B07K53/042 4000*",11,"IP43",1325,1,"Pc","8591728517236",94051098,1.7,1.9,1,"0,30x0,285x0,13",null,0.011]
[47921,"AURA 2","LED-3L02A10K53/042 DALI 4000*",23,"IP43",3067,1,"Pc","8591728479213",94051098,2.1,2.3,1,"0,30x0,285x0,13",null,0.011]
[51724,"AURA 2","LED-1L12B07K53/042 HF 4000*",11,"IP43",1832,1,"Pc","8591728517243",94051098,1.8,2,1,"0,30x0,285x0,13",null,0.011]
[51226,"AURA 3","LED-1L12B07K64/062 3000*",11,"IP43",1583,1,"Pc","8591728512262",94051098,2.8,3.1,1,"0,375x0,355x0,13",null,0.017]
[51227,"AURA 3","LED-1L13B07K64/062 3000*",15,"IP43",2033,1,"Pc","8591728512279",94051098,2.8,3.1,1,"0,375x0,355x0,13",null,0.017]
[51229,"AURA 3","LED-1L13B07K64/062 DALI 3000*",15,"IP43",3006,1,"Pc","8591728512293",94051098,2.8,3.1,1,"0,375x0,355x0,13",null,0.017]
[47429,"AURA 3","LED-4L02A10K64/062 1-10V 3000*",30,"IP43",4210,1,"Pc","8591728474294",94051098,3.2,3.5,1,"0,375x0,355x0,13",null,0.017]
[51231,"AURA 3","LED-1L13B07K64/062 HF 3000*",15,"IP43",2539,1,"Pc","8591728512316",94051098,2.8,3.1,1,"0,375x0,355x0,13",null,0.017]
[51232,"AURA 3","LED-1L12B07K64/062/NK1W 3000*",11,"IP43",3304,1,"Pc","8591728512323",94051098,2.8,3.1,1,"0,375x0,355x0,13",null,0.017]
[51234,"AURA 3","LED-1L13B07K64/062/NK1W HF 3000*",15,"IP43",4278,1,"Pc","8591728512347",94051098,3.3,3.6,1,"0,375x0,355x0,13",null,0.017]
[47436,"AURA 3","LED-4L02A10K64/062/NK1W HF 3000*",30,"IP43",4775,1,"Pc","8591728474362",94051098,3.7,4,1,"0,375x0,355x0,13",null,0.017]
[47928,"AURA 3","LED-4L02A10K64/062 4000*",30,"IP43",2657,1,"Pc","8591728479282",94051098,3.2,3.5,1,"0,375x0,355x0,13",null,0.017]
[51728,"AURA 3","LED-1L13B07K64/062 1-10V 4000*",15,"IP43",2683,1,"Pc","8591728517281",94051098,2.8,3.1,1,"0,375x0,355x0,13",null,0.017]
[47930,"AURA 3","LED-4L02A10K64/062 DALI 4000*",30,"IP43",3597,1,"Pc","8591728479305",94051098,3.3,3.6,1,"0,375x0,355x0,13",null,0.017]
[51730,"AURA 3","LED-1L12B07K64/062 HF 4000*",11,"IP43",2089,1,"Pc","8591728517304",94051098,2.8,3.1,1,"0,375x0,355x0,13",null,0.017]
[51732,"AURA 3","LED-1L12B07K64/062/NK1W 4000*",11,"IP43",3304,1,"Pc","8591728517328",94051098,3.2,3.5,1,"0,375x0,355x0,13",null,0.017]
[51733,"AURA 3","LED-1L13B07K64/062/NK1W 4000*",15,"IP43",3753,1,"Pc","8591728517335",94051098,3.2,3.5,1,"0,375x0,355x0,13",null,0.017]
[51235,"AURA 4","LED-1L13B07K75/072 3000*",15,"IP43",2647,1,"Pc","8591728512354",94051098,4.2,4.6,1,"0,435x0,435x0,13",null,0.025]
[51236,"AURA 4","LED-1L14B07K75/072 3000*",20,"IP43",2809,1,"Pc","8591728512361",94051098,4.2,4.6,1,"0,435x0,435x0,13",null,0.025]
[51238,"AURA 4","LED-1L14B07K75/072 DALI  3000*",20,"IP43",3782,1,"Pc","8591728512385",94051098,4.2,4.6,1,"0,435x0,435x0,13",null,0.025]
[47439,"AURA 4","LED-5L02A10K75/072 1-10V 3000*",37,"IP43",5091,1,"Pc","8591728474393",94051098,4.7,5.1,1,"0,435x0,435x0,13",null,0.025]
[51240,"AURA 4","LED-1L14B07K75/072 HF  3000*",20,"IP43",3316,1,"Pc","8591728512408",94051098,4.2,4.6,1,"0,435x0,435x0,13",null,0.025]
[47442,"AURA 4","LED-5L02A10K75/072 HF 3000*",37,"IP43",3993,1,"Pc","8591728474423",94051098,4.8,5.2,1,"0,435x0,435x0,13",null,0.025]
[47444,"AURA 4","LED-5L02A10K75/072/NK1W 3000*",37,"IP43",5131,1,"Pc","8591728474447",94051098,5.1,5.5,1,"0,435x0,435x0,13",null,0.025]
[51735,"AURA 4","LED-1L13B07K75/072 4000*",15,"IP43",2647,1,"Pc","8591728517359",94051098,4.2,4.6,1,"0,435x0,435x0,13",null,0.025]
[51737,"AURA 4","LED-1L14B07K75/072 1-10V 4000*",20,"IP43",3459,1,"Pc","8591728517373",94051098,4.2,4.6,1,"0,435x0,435x0,13",null,0.025]
[51738,"AURA 4","LED-1L14B07K75/072 DALI  4000*",20,"IP43",3782,1,"Pc","8591728517380",94051098,4.2,4.6,1,"0,435x0,435x0,13",null,0.025]
[47940,"AURA 4","LED-5L02A10K75/072 DALI 4000*",37,"IP43",4625,1,"Pc","8591728479404",94051098,4.8,5.2,1,"0,435x0,435x0,13",null,0.025]
[47942,"AURA 4","LED-5L02A10K75/072 HF 4000*",37,"IP43",3993,1,"Pc","8591728479428",94051098,4.8,5.2,1,"0,435x0,435x0,13",null,0.025]
[47944,"AURA 4","LED-5L02A10K75/072/NK1W 4000*",37,"IP43",5131,1,"Pc","8591728479442",94051098,5.1,5.5,1,"0,435x0,435x0,13",null,0.025]
[51243,"AURA 5","LED-1L15B07K86/082 3000*",29,"IP43",4011,1,"Pc","8591728512439",94051098,4.7,5.2,1,"0,515x0,495x0,14",null,0.035]
[51246,"AURA 5","LED-1L16B07K86/082 1-10V 3000*",36,"IP43",5561,1,"Pc","8591728512460",94051098,5.5,6,1,"0,515x0,495x0,14",null,0.035]
[51247,"AURA 5","LED-1L16B07K86/082 DALI 3000*",36,"IP43",5284,1,"Pc","8591728512477",94051098,5.5,6,1,"0,515x0,495x0,14",null,0.035]
[51250,"AURA 5","LED-1L15B07K86/082/NK1W 3000*",29,"IP43",5674,1,"Pc","8591728512507",94051098,4.7,5.2,1,"0,515x0,495x0,14",null,0.035]
[51251,"AURA 5","LED-1L16B07K86/082/NK1W 3000*",36,"IP43",6007,1,"Pc","8591728512514",94051098,5.5,6,1,"0,515x0,495x0,14",null,0.035]
[51745,"AURA 5","LED-1L16B07K86/082 2/1 4000*",36,"IP43",4684,1,"Pc","8591728517458",94051098,5.5,6,1,"0,515x0,495x0,14",null,0.035]
[51746,"AURA 5","LED-1L16B07K86/082 1-10V 4000*",36,"IP43",5561,1,"Pc","8591728517465",94051098,5.5,6,1,"0,515x0,495x0,14",null,0.035]
[51750,"AURA 5","LED-1L15B07K86/082/NK1W 4000*",29,"IP43",5674,1,"Pc","8591728517502",94051098,4.7,5.2,1,"0,515x0,495x0,14",null,0.035]
[51751,"AURA 5","LED-1L16B07K86/082/NK1W 4000*",36,"IP43",6007,1,"Pc","8591728517519",94051098,5.5,6,1,"0,515x0,495x0,14",null,0.035]
[51254,"AURA 9","LED-1L16B07K98/084 2/1 3000*",36,"IP43",6321,1,"Pc","8591728512545",94051098,7,7.8,1,"0,625x0,625x0,15",null,0.059]
[51255,"AURA 9","LED-2L43B07K98/084 2/1 3000*",58,"IP43",8043,1,"Pc","8591728512552",94051098,7.8,8.6,1,"0,625x0,625x0,15",null,0.059]
[51258,"AURA 9","LED-2L43B07K98/084 1-10V 3000*",58,"IP43",10079,1,"Pc","8591728512583",94051098,7.8,8.6,1,"0,625x0,625x0,15",null,0.059]
[51259,"AURA 9","LED-2L43B07K98/084 DALI 3000*",58,"IP43",9525,1,"Pc","8591728512590",94051098,7.8,8.6,1,"0,625x0,625x0,15",null,0.059]
[51752,"AURA 9","LED-1L16B07K98/084 4000*",36,"IP43",5923,1,"Pc","8591728517526",94051098,7,7.8,1,"0,625x0,625x0,15",null,0.059]
[51753,"AURA 9","LED-2L43B07K98/084 4000*",58,"IP43",7528,1,"Pc","8591728517533",94051098,7.8,8.6,1,"0,625x0,625x0,15",null,0.059]
[51756,"AURA 9","LED-1L16B07K98/084 1-10V 4000*",36,"IP43",7198,1,"Pc","8591728517564",94051098,7,7.8,1,"0,625x0,625x0,15",null,0.059]
[51758,"AURA 9","LED-2L43B07K98/084 1-10V 4000*",58,"IP43",10079,1,"Pc","8591728517588",94051098,7.8,8.6,1,"0,625x0,625x0,15",null,0.059]
[51761,"AURA 9","LED-2L43B07K98/084/NK1W 4000*",58,"IP43",9262,1,"Pc","8591728517618",94051098,7.8,8.6,1,"0,625x0,625x0,15",null,0.059]
[49120,"SATURN 1","LED-4L02A07KX64/462 3000*",20,"IP20",3520,1,"Pc","8591728491208",94051098,3.2,3.5,1,"0,375x0,355x0,13",null,0.017]
[49621,"SATURN 1","LED-4L02A09KX64/462 4000*",25,"IP20",3664,1,"Pc","8591728496210",94051098,3.2,3.5,1,"0,375x0,355x0,13",null,0.017]
[49125,"SATURN 2","LED-6L02A10KX86/482 3000*",43,"IP20",5272,1,"Pc","8591728491253",94051098,7.2,7.7,1,"0,515x0,495x0,14",null,0.035]
[49129,"SATURN 2","LED-6L02A10KX86/482/NK1W 3000*",43,"IP20",6675,1,"Pc","8591728491291",94051098,7.6,8.1,1,"0,515x0,495x0,14",null,0.035]
[49625,"SATURN 2","LED-6L02A10KX86/482 4000*",43,"IP20",5272,1,"Pc","8591728496258",94051098,7.2,7.7,1,"0,515x0,495x0,14",null,0.035]
[49629,"SATURN 2","LED-6L02A10KX86/482/NK1W 4000*",43,"IP20",6675,1,"Pc","8591728496296",94051098,7.6,8.1,1,"0,515x0,495x0,14",null,0.035]
[51762,"AURA 6","LED-1L11B07BT11/011 4000*",8,"IP44",1170,1,"Pc","8591728517625",94051098,0.9,1.2,1,"0,225x0,21x0,105",null,0.005]
[51264,"AURA 7","LED-1L12B07BT12/012 3000*",11,"IP44",1266,1,"Pc","8591728512644",94051098,1.3,1.5,1,"0,27x0,26x0,11",null,0.008]
[51273,"AURA 7","LED-1L12B07BT12/012 HF 3000*",11,"IP44",1791,1,"Pc","8591728512736",94051098,1.3,1.5,1,"0,27x0,26x0,11",null,0.008]
[51773,"AURA 7","LED-1L12B07BT12/012 HF 4000*",11,"IP44",1791,1,"Pc","8591728517731",94051098,1.3,1.5,1,"0,27x0,26x0,11",null,0.008]
[47967,"AURA 7","LED-NZ1W/012 4000*",1,"IP44",2094,1,"Pc","8591728479671",94051098,1.8,2,1,"0,27x0,26x0,11",null,0.008]
[51267,"AURA 8","LED-1L13B07BT13/013 1-10V 3000*",15,"IP44",2462,1,"Pc","8591728512675",94051098,2,2.2,1,"0,32x0,31x0,12",null,0.012]
[51268,"AURA 8","LED-1L13B07BT13/013 DALI 3000*",15,"IP44",2785,1,"Pc","8591728512682",94051098,2,2.2,1,"0,32x0,31x0,12",null,0.012]
[51271,"AURA 8","LED-1L12B07BT13/013/NK1W 3000*",11,"IP44",3083,1,"Pc","8591728512712",94051098,1.7,1.9,1,"0,32x0,31x0,12",null,0.012]
[51272,"AURA 8","LED-1L13B07BT13/013/NK1W 3000*",15,"IP44",3532,1,"Pc","8591728512729",94051098,2,2.2,1,"0,32x0,31x0,12",null,0.012]
[51767,"AURA 8","LED-1L13B07BT13/013 1-10V 4000*",15,"IP44",2462,1,"Pc","8591728517670",94051098,2,2.2,1,"0,32x0,31x0,12",null,0.012]
[51770,"AURA 8","LED-1L13B07BT13/013 HF 4000*",15,"IP44",2337,1,"Pc","8591728517700",94051098,2,2.2,1,"0,32x0,31x0,12",null,0.012]
[51772,"AURA 8","LED-1L13B07BT13/013/NK1W 4000*",15,"IP44",3532,1,"Pc","8591728517724",94051098,2,2.2,1,"0,32x0,31x0,12",null,0.012]
[51274,"AURA 10","LED-1L13B07BT14/014 3000*",15,"IP44",2038,1,"Pc","8591728512743",94051098,2.5,2.8,1,"0,375x0,355x0,13",null,0.017]
[51279,"AURA 10","LED-1L14B07BT14/014 DALI 3000*",20,"IP44",3173,1,"Pc","8591728512798",94051098,2.5,2.8,1,"0,375x0,355x0,13",null,0.017]
[51280,"AURA 10","LED-1L13B07BT14/014 HF 3000*",15,"IP44",2563,1,"Pc","8591728512804",94051098,2.5,2.8,1,"0,375x0,355x0,13",null,0.017]
[51283,"AURA 10","LED-1L14B07BT14/014/NK1W 3000*",20,"IP44",3921,1,"Pc","8591728512835",94051098,2.5,2.8,1,"0,375x0,355x0,13",null,0.017]
[51284,"AURA 10","LED-1L13B07BT14/014/NK1W HF 3000*",15,"IP44",4283,1,"Pc","8591728512842",94051098,2.5,2.8,1,"0,375x0,355x0,13",null,0.017]
[51775,"AURA 10","LED-1L14B07BT14/014 4000*",20,"IP44",2200,1,"Pc","8591728517755",94051098,2.5,2.8,1,"0,375x0,355x0,13",null,0.017]
[51778,"AURA 10","LED-1L14B07BT14/014 1-10V 4000*",20,"IP44",2850,1,"Pc","8591728517786",94051098,2.5,2.8,1,"0,375x0,355x0,13",null,0.017]
[51782,"AURA 10","LED-1L13B07BT14/014/NK1W 4000*",15,"IP44",3758,1,"Pc","8591728517823",94051098,2.5,2.8,1,"0,375x0,355x0,13",null,0.017]
[51783,"AURA 10","LED-1L14B07BT14/014/NK1W 4000*",20,"IP44",3921,1,"Pc","8591728517830",94051098,2.5,2.8,1,"0,375x0,355x0,13",null,0.017]
[51286,"AURA 11","LED-1L14B07BT15/015 3000*",20,"IP44",2727,1,"Pc","8591728512866",94051098,3.2,3.6,1,"0,435x0,435x0,13",null,0.025]
[51287,"AURA 11","LED-1L15B07BT15/015 3000*",29,"IP44",3108,1,"Pc","8591728512873",94051098,3.7,4.1,1,"0,435x0,435x0,13",null,0.025]
[51290,"AURA 11","LED-1L15B07BT15/015 DALI 3000*",29,"IP44",4106,1,"Pc","8591728512903",94051098,3.7,4.1,1,"0,435x0,435x0,13",null,0.025]
[51291,"AURA 11","LED-1L14B07BT15/015 HF 3000*",20,"IP44",3252,1,"Pc","8591728512910",94051098,3.7,4.1,1,"0,435x0,435x0,13",null,0.025]
[51294,"AURA 11","LED-1L15B07BT15/015/NK1W 3000*",29,"IP44",4771,1,"Pc","8591728512941",94051098,3.7,4.1,1,"0,435x0,435x0,13",null,0.025]
[51786,"AURA 11","LED-1L14B07BT15/015 4000*",20,"IP44",2727,1,"Pc","8591728517861",94051098,3.2,3.6,1,"0,435x0,435x0,13",null,0.025]
[51789,"AURA 11","LED-1L15B07BT15/015 1-10V 4000*",29,"IP44",4383,1,"Pc","8591728517892",94051098,3.7,4.1,1,"0,435x0,435x0,13",null,0.025]
[51790,"AURA 11","LED-1L15B07BT15/015 DALI 4000*",29,"IP44",4106,1,"Pc","8591728517908",94051098,3.7,4.1,1,"0,435x0,435x0,13",null,0.025]
[51794,"AURA 11","LED-1L15B07BT15/015/NK1W 4000*",29,"IP44",4771,1,"Pc","8591728517946",94051098,3.7,4.1,1,"0,435x0,435x0,13",null,0.025]
[51295,"ELSA 1","LED-1L11B07BT12/023 3000*",8,"IP44",1219,1,"Pc","8591728512958",94051098,1.7,1.9,1,"0,27x0,26x0,11",null,0.008]
[51298,"ELSA 1","LED-1L12B07BT12/023 HF 3000*",11,"IP44",1845,1,"Pc","8591728512989",94051098,1.7,1.9,1,"0,27x0,26x0,11",null,0.008]
[51795,"ELSA 1","LED-1L11B07BT12/023 4000*",8,"IP44",1219,1,"Pc","8591728517953",94051098,1.7,1.9,1,"0,27x0,26x0,11",null,0.008]
[51798,"ELSA 1","LED-1L12B07BT12/023 HF 4000*",11,"IP44",1845,1,"Pc","8591728517984",94051098,1.7,1.9,1,"0,27x0,26x0,11",null,0.008]
[49774,"ELSA 1","LED-NZ1W/023 4000*",1,"IP44",2101,1,"Pc","8591728497743",94051098,2.3,2.5,1,"0,27x0,26x0,11",null,0.008]
[51302,"ELSA 2","LED-1L13B07BT13/025 1-10V 3000*",15,"IP44",2529,1,"Pc","8591728513023",94051098,2.4,2.7,1,"0,32x0,31x0,12",null,0.012]
[51303,"ELSA 2","LED-1L13B07BT13/025 DALI 3000*",15,"IP44",2852,1,"Pc","8591728513030",94051098,2.4,2.7,1,"0,32x0,31x0,12",null,0.012]
[51305,"ELSA 2","LED-1L13B07BT13/025 HF 3000*",15,"IP44",2404,1,"Pc","8591728513054",94051098,2.4,2.7,1,"0,32x0,31x0,12",null,0.012]
[51800,"ELSA 2","LED-1L12B07BT13/025 4000*",11,"IP44",1429,1,"Pc","8591728518004",94051098,2.1,2.4,1,"0,32x0,31x0,12",null,0.012]
[51803,"ELSA 2","LED-1L13B07BT13/025 DALI 4000*",15,"IP44",2852,1,"Pc","8591728518035",94051098,2.4,2.7,1,"0,32x0,31x0,12",null,0.012]
[51804,"ELSA 2","LED-1L12B07BT13/025 HF 4000*",11,"IP44",1954,1,"Pc","8591728518042",94051098,2.4,2.7,1,"0,32x0,31x0,12",null,0.012]
[51807,"ELSA 2","LED-1L13B07BT13/025NK1W 4000*",15,"IP44",3599,1,"Pc","8591728518073",94051098,2.4,2.7,1,"0,32x0,31x0,12",null,0.012]
[51308,"ELSA 3","LED-1L13B07BT14/027 3000*",15,"IP44",2255,1,"Pc","8591728513085",94051098,3.1,3.4,1,"0,375x0,355x0,12",null,0.017]
[51313,"ELSA 3","LED-1L14B07BT14/027 DALI 3000*",20,"IP44",3390,1,"Pc","8591728513139",94051098,3.4,3.7,1,"0,375x0,355x0,12",null,0.017]
[51314,"ELSA 3","LED-1L13B07BT14/027 HF 3000*",15,"IP44",2780,1,"Pc","8591728513146",94051098,3.4,3.7,1,"0,375x0,355x0,12",null,0.017]
[51317,"ELSA 3","LED-1L14B07BT14/027/NK1W 3000*",20,"IP44",4138,1,"Pc","8591728513177",94051098,3.4,3.7,1,"0,375x0,355x0,12",null,0.017]
[51318,"ELSA 3","LED-1L13B07BT14/027/NK1W HF 3000*",15,"IP44",4500,1,"Pc","8591728513184",94051098,3.4,3.7,1,"0,375x0,355x0,12",null,0.017]
[51809,"ELSA 3","LED-1L14B07BT14/027 4000*",20,"IP44",2417,1,"Pc","8591728518097",94051098,3.4,3.7,1,"0,375x0,355x0,12",null,0.017]
[51813,"ELSA 3","LED-1L14B07BT14/027 DALI 4000*",20,"IP44",3390,1,"Pc","8591728518134",94051098,3.4,3.7,1,"0,375x0,355x0,12",null,0.017]
[51816,"ELSA 3","LED-1L13B07BT14/027/NK1W 4000*",15,"IP44",3975,1,"Pc","8591728518165",94051098,3.4,3.7,1,"0,375x0,355x0,12",null,0.017]
[51817,"ELSA 3","LED-1L14B07BT14/027/NK1W 4000*",20,"IP44",4138,1,"Pc","8591728518172",94051098,3.4,3.7,1,"0,375x0,355x0,12",null,0.017]
[51320,"ELSA 4","LED-1L14B07BT15/029 3000*",20,"IP44",3058,1,"Pc","8591728513207",94051098,3.7,4.1,1,"0,435x0,435x0,12",null,0.023]
[51321,"ELSA 4","LED-1L15B07BT15/029 3000*",29,"IP44",3439,1,"Pc","8591728513214",94051098,4.2,4.6,1,"0,435x0,435x0,12",null,0.023]
[51324,"ELSA 4","LED-1L15B07BT15/029 DALI 3000*",29,"IP44",4437,1,"Pc","8591728513245",94051098,4.2,4.6,1,"0,435x0,435x0,12",null,0.023]
[51325,"ELSA 4","LED-1L14B07BT15/029 HF 3000*",20,"IP44",3583,1,"Pc","8591728513252",94051098,4.2,4.6,1,"0,435x0,435x0,12",null,0.023]
[51328,"ELSA 4","LED-1L15B07BT15/029/NK1W 3000*",29,"IP44",5102,1,"Pc","8591728513283",94051098,4.2,4.6,1,"0,435x0,435x0,12",null,0.023]
[51821,"ELSA 4","LED-1L15B07BT15/029 4000*",29,"IP44",3439,1,"Pc","8591728518219",94051098,4.2,4.6,1,"0,435x0,435x0,12",null,0.023]
[51824,"ELSA 4","LED-1L15B07BT15/029 DALI 4000*",29,"IP44",4437,1,"Pc","8591728518240",94051098,4.2,4.6,1,"0,435x0,435x0,12",null,0.023]
[51825,"ELSA 4","LED-1L14B07BT15/029 HF 4000*",20,"IP44",3583,1,"Pc","8591728518257",94051098,4.2,4.6,1,"0,435x0,435x0,12",null,0.023]
[51828,"ELSA 4","LED-1L15B07BT15/029/NK1W 4000*",29,"IP44",5102,1,"Pc","8591728518288",94051098,4.2,4.6,1,"0,435x0,435x0,12",null,0.023]
[51329,"ELSA 5","LED-1L15B07BT16/626 3000*",29,"IP44",5528,1,"Pc","8591728513290",94051098,7.5,8,1,"0,515x0,495x0,14",null,0.036]
[51332,"ELSA 5","LED-1L16B07BT16/626 2/1 3000*",43,"IP44",6201,1,"Pc","8591728513320",94051098,8.4,8.9,1,"0,515x0,495x0,14",null,0.036]
[51333,"ELSA 5","LED-1L16B07BT16/626 1-10V 3000*",43,"IP44",7078,1,"Pc","8591728513337",94051098,8.3,8.8,1,"0,515x0,495x0,14",null,0.036]
[51336,"ELSA 5","LED-1L16B07BT16/626 HF 3000*",43,"IP44",6328,1,"Pc","8591728513368",94051098,8.4,8.9,1,"0,515x0,495x0,14",null,0.036]
[51337,"ELSA 5","LED-1L15B07BT16/626/NK1W 3000*",29,"IP44",7191,1,"Pc","8591728513375",94051098,8.3,8.8,1,"0,515x0,495x0,14",null,0.036]
[51831,"ELSA 5","LED-1L15B07BT16/626 2/1 4000*",29,"IP44",5703,1,"Pc","8591728518318",94051098,8.3,8.8,1,"0,515x0,495x0,14",null,0.036]
[51832,"ELSA 5","LED-1L16B07BT16/626 2/1 4000*",43,"IP44",6201,1,"Pc","8591728518325",94051098,8.4,8.9,1,"0,515x0,495x0,14",null,0.036]
[51835,"ELSA 5","LED-1L15B07BT16/626 HF 4000*",29,"IP44",6053,1,"Pc","8591728518356",94051098,8.3,8.8,1,"0,515x0,495x0,14",null,0.036]
[51836,"ELSA 5","LED-1L16B07BT16/626 HF 4000*",43,"IP44",6328,1,"Pc","8591728518363",94051098,8.4,8.9,1,"0,515x0,495x0,14",null,0.036]
[51339,"ELSA 6","LED-1L16B07BT17/627 3000*",36,"IP44",7269,1,"Pc","8591728513399",94051098,7.6,8.4,1,"0,625x0,625x0,15",null,0.06]
[51340,"ELSA 6","LED-2L43B07BT17/627 3000*",58,"IP44",8874,1,"Pc","8591728513405",94051098,8.4,9.2,1,"0,625x0,625x0,15",null,0.06]
[51343,"ELSA 6","LED-1L16B07BT17/627 1-10V 3000*",36,"IP44",8544,1,"Pc","8591728513436",94051098,8.4,9.2,1,"0,625x0,625x0,15",null,0.06]
[51344,"ELSA 6","LED-1L16B07BT17/627 DALI 3000*",36,"IP44",8267,1,"Pc","8591728513443",94051098,8.4,9.2,1,"0,625x0,625x0,15",null,0.06]
[51347,"ELSA 6","LED-1L16B07BT17/627/NK1W 3000*",36,"IP44",8990,1,"Pc","8591728513474",94051098,8.4,9.2,1,"0,625x0,625x0,15",null,0.06]
[51840,"ELSA 6","LED-2L43B07BT17/627 4000*",58,"IP44",8874,1,"Pc","8591728518400",94051098,8.4,9.2,1,"0,625x0,625x0,15",null,0.06]
[51842,"ELSA 6","LED-2L43B07BT17/627 2/1 4000*",58,"IP44",9389,1,"Pc","8591728518424",94051098,8.4,9.2,1,"0,625x0,625x0,15",null,0.06]
[51843,"ELSA 6","LED-1L16B07BT17/627 1-10V 4000*",36,"IP44",8544,1,"Pc","8591728518431",94051098,8.4,9.2,1,"0,625x0,625x0,15",null,0.06]
[51846,"ELSA 6","LED-2L43B07BT17/627 DALI 4000*",58,"IP44",10871,1,"Pc","8591728518462",94051098,8.4,9.2,1,"0,625x0,625x0,15",null,0.06]
[51847,"ELSA 6","LED-1L16B07BT17/627/NK1W 4000*",36,"IP44",8990,1,"Pc","8591728518479",94051098,8.4,9.2,1,"0,625x0,625x0,15",null,0.06]
[48181,"NARA 1","LED-1L41B07U41/201 DALI 3000*",15,"IP43",3694,1,"Pc","8591728481810",94051098]
[48182,"NARA 1","LED-1L41B07U41/201 HF 3000*",15,"IP43",3246,1,"Pc","8591728481827",94051098]
[48681,"NARA 1","LED-1L41B07U41/201 DALI 4000*",15,"IP43",3694,1,"Pc","8591728486815",94051098]
[48682,"NARA 1","LED-1L41B07U41/201 HF 4000*",15,"IP43",3246,1,"Pc","8591728486822",94051098]
[48185,"NARA 2","LED-1L42B07U42/202 DALI 3000*",20,"IP43",4131,1,"Pc","8591728481858",94051098]
[48186,"NARA 2","LED-1L42B07U42/202 HF 3000*",20,"IP43",3683,1,"Pc","8591728481865",94051098]
[48686,"NARA 2","LED-1L42B07U42/202 HF 4000*",20,"IP43",3683,1,"Pc","8591728486860",94051098]
[48687,"NARA 2","LED-1L42B07U42/202NK1W 4000*",20,"IP43",4994,1,"Pc","8591728486877",94051098]
[48190,"GEMINI 1","LED-1L47B07U47/207 DALI 3000*",20,"IP43",3758,1,"Pc","8591728481902",94051098]
[48191,"GEMINI 1","LED-1L47B07U47/207 HF 3000*",20,"IP43",3310,1,"Pc","8591728481919",94051098]
[48689,"GEMINI 1","LED-1L47B07U47/207 2/1 4000*",20,"IP43",3198,1,"Pc","8591728486891",94051098]
[48690,"GEMINI 1","LED-1L47B07U47/207 DALI 4000*",20,"IP43",3758,1,"Pc","8591728486907",94051098]
[48193,"GEMINI 2","LED-1L48B07U48/208 3000*",29,"IP43",4201,1,"Pc","8591728481933",94051098]
[48194,"GEMINI 2","LED-1L48B07U48/208 2/1 3000*",29,"IP43",4526,1,"Pc","8591728481940",94051098]
[48197,"GEMINI 2","LED-1L48B07U48/208 HF 3000*",29,"IP43",4726,1,"Pc","8591728481971",94051098]
[48693,"GEMINI 2","LED-1L48B07U48/208 4000*",29,"IP43",4201,1,"Pc","8591728486938",94051098]
[48696,"GEMINI 2","LED-1L48B07U48/208 DALI 4000*",29,"IP43",5199,1,"Pc","8591728486969",94051098]
[48697,"GEMINI 2","LED-1L48B07U48/208 HF 4000*",29,"IP43",4726,1,"Pc","8591728486976",94051098]
[51850,"EDNA 1","LED-1L11B07K2/020 4000*",8,"IP43",1126,1,"Pc","8591728518509",94051098,1.2,1.4,1,"0,24x0,23x0,115",null,0.006]
[47154,"EDNA 1","LED-NZ1W/020 4000*",1,"IP43",2741,1,"Pc","8591728471545",94051098,1.7,1.9,1,"0,24x0,23x0,115",null,0.006]
[48486,"EDNA 2","LED-3L02A10K53/022 3000*",23,"IP43",2137,1,"Pc","8591728484866",94051098,2,2.2,1,"0,30x0,285x0,13",null,0.011]
[48487,"EDNA 2","LED-3L02A10K53/022 1-10V 3000*",23,"IP43",3658,1,"Pc","8591728484873",94051098,2,2.2,1,"0,30x0,285x0,13",null,0.011]
[48490,"EDNA 2","LED-3L02A10K53/022 HF 3000*",23,"IP43",2662,1,"Pc","8591728484903",94051098,2.1,2.3,1,"0,30x0,285x0,13",null,0.011]
[51851,"EDNA 2","LED-1L11B07K53/022 4000*",8,"IP43",1304,1,"Pc","8591728518516",94051098,1.7,1.9,1,"0,30x0,285x0,13",null,0.011]
[48987,"EDNA 2","LED-3L02A10K53/022 1-10V 4000*",23,"IP43",3658,1,"Pc","8591728489878",94051098,2,2.2,1,"0,30x0,285x0,13",null,0.011]
[48988,"EDNA 2","LED-3L02A10K53/022 DALI 4000*",23,"IP43",3147,1,"Pc","8591728489885",94051098,2.1,2.3,1,"0,30x0,285x0,13",null,0.011]
[51854,"EDNA 2","LED-1L12B07K53/022/NK1W 4000*",11,"IP43",3126,1,"Pc","8591728518547",94051098,2.1,2.3,1,"0,30x0,285x0,13",null,0.011]
[51355,"EDNA 3","LED-1L12B07K64/024 3000*",11,"IP43",1681,1,"Pc","8591728513559",94051098,2.3,2.6,1,"0,375x0,355x0,13",null,0.017]
[51357,"EDNA 3","LED-1L13B07K64/024 1-10V 3000*",15,"IP43",2781,1,"Pc","8591728513573",94051098,2.7,3,1,"0,375x0,355x0,13",null,0.017]
[51358,"EDNA 3","LED-1L13B07K64/024 DALI 3000*",15,"IP43",3104,1,"Pc","8591728513580",94051098,2.7,3,1,"0,375x0,355x0,13",null,0.017]
[51359,"EDNA 3","LED-1L12B07K64/024 HF 3000*",11,"IP43",2206,1,"Pc","8591728513597",94051098,2.3,2.6,1,"0,375x0,355x0,13",null,0.017]
[51360,"EDNA 3","LED-1L13B07K64/024 HF 3000*",15,"IP43",2656,1,"Pc","8591728513603",94051098,2.7,3,1,"0,375x0,355x0,13",null,0.017]
[51362,"EDNA 3","LED-1L13B07K64/024/NK1W 3000*",15,"IP43",3851,1,"Pc","8591728513627",94051098,2.7,3,1,"0,375x0,355x0,13",null,0.017]
[51363,"EDNA 3","LED-1L13B07K64/024/NK1W HF 3000*",15,"IP43",4376,1,"Pc","8591728513634",94051098,2.7,3,1,"0,375x0,355x0,13",null,0.017]
[51856,"EDNA 3","LED-1L13B07K64/024 4000*",15,"IP43",2131,1,"Pc","8591728518561",94051098,2.7,3,1,"0,375x0,355x0,13",null,0.017]
[49542,"EDNA 3","LED-4L02A10K64/024 4000*",30,"IP43",2685,1,"Pc","8591728495428",94051098,2.7,3,1,"0,375x0,355x0,13",null,0.017]
[49543,"EDNA 3","LED-4L02A10K64/024 1-10V 4000*",30,"IP43",4308,1,"Pc","8591728495435",94051098,2.7,3,1,"0,375x0,355x0,13",null,0.017]
[49544,"EDNA 3","LED-4L02A10K64/024 DALI 4000*",30,"IP43",3695,1,"Pc","8591728495442",94051098,2.8,3.1,1,"0,375x0,355x0,13",null,0.017]
[49546,"EDNA 3","LED-4L02A10K64/024 HF 4000*",30,"IP43",3210,1,"Pc","8591728495466",94051098,2.8,3.1,1,"0,375x0,355x0,13",null,0.017]
[51861,"EDNA 3","LED-1L12B07K64/024/NK1W 4000*",11,"IP43",3402,1,"Pc","8591728518615",94051098,2.7,3,1,"0,375x0,355x0,13",null,0.017]
[51863,"EDNA 3","LED-1L13B07K64/024/NK1W HF 4000*",15,"IP43",4376,1,"Pc","8591728518639",94051098,2.7,3,1,"0,375x0,355x0,13",null,0.017]
[49550,"EDNA 3","LED-4L02A10K64/024/NK1W HF 4000*",30,"IP43",4873,1,"Pc","8591728495503",94051098,3.3,3.6,1,"0,375x0,355x0,13",null,0.017]
[51366,"EDNA 4","LED-1L14B07K75/026 1-10V 3000*",20,"IP43",3923,1,"Pc","8591728513665",94051098,4,4.4,1,"0,435x0,435x0,13",null,0.025]
[51367,"EDNA 4","LED-1L14B07K75/026 DALI  3000*",20,"IP43",4246,1,"Pc","8591728513672",94051098,4,4.4,1,"0,435x0,435x0,13",null,0.025]
[51368,"EDNA 4","LED-1L13B07K75/026 HF 3000*",15,"IP43",3636,1,"Pc","8591728513689",94051098,4,4.4,1,"0,435x0,435x0,13",null,0.025]
[51369,"EDNA 4","LED-1L14B07K75/026 HF 3000*",20,"IP43",3798,1,"Pc","8591728513696",94051098,4,4.4,1,"0,435x0,435x0,13",null,0.025]
[51371,"EDNA 4","LED-1L14B07K75/026/NK1W 3000*",20,"IP43",4994,1,"Pc","8591728513719",94051098,4,4.4,1,"0,435x0,435x0,13",null,0.025]
[49058,"EDNA 4","LED-5L02A10K75/026/NK1W 3000*",37,"IP43",5595,1,"Pc","8591728490584",94051098,4.9,5.3,1,"0,435x0,435x0,13",null,0.025]
[49552,"EDNA 4","LED-5L02A10K75/026 4000*",37,"IP43",3932,1,"Pc","8591728495527",94051098,4.5,4.9,1,"0,435x0,435x0,13",null,0.025]
[51866,"EDNA 4","LED-1L14B07K75/026 1-10V 4000*",20,"IP43",3923,1,"Pc","8591728518660",94051098,4,4.4,1,"0,435x0,435x0,13",null,0.025]
[49554,"EDNA 4","LED-5L02A10K75/026 DALI 4000*",37,"IP43",5089,1,"Pc","8591728495541",94051098,4.6,5,1,"0,435x0,435x0,13",null,0.025]
[51868,"EDNA 4","LED-1L13B07K75/026 HF 4000*",15,"IP43",3636,1,"Pc","8591728518684",94051098,4,4.4,1,"0,435x0,435x0,13",null,0.025]
[51871,"EDNA 4","LED-1L14B07K75/026/NK1W 4000*",20,"IP43",4994,1,"Pc","8591728518714",94051098,4,4.4,1,"0,435x0,435x0,13",null,0.025]
[49558,"EDNA 4","LED-5L02A10K75/026/NK1W 4000*",37,"IP43",5595,1,"Pc","8591728495589",94051098,4.9,5.3,1,"0,435x0,435x0,13",null,0.025]
[51374,"EDNA 5","LED-1L16B07K88/028 2/1 3000*",36,"IP43",5064,1,"Pc","8591728513740",94051098,6.2,6.7,1,"0,515x0,495x0,14",null,0.035]
[51375,"EDNA 5","LED-1L16B07K88/028 1-10V 3000*",36,"IP43",5941,1,"Pc","8591728513757",94051098,6.2,6.7,1,"0,515x0,495x0,14",null,0.035]
[51378,"EDNA 5","LED-1L16B07K88/028 HF 3000*",36,"IP43",5191,1,"Pc","8591728513788",94051098,6.2,6.7,1,"0,515x0,495x0,14",null,0.035]
[51379,"EDNA 5","LED-1L15B07K88/028/NK1W 3000*",29,"IP43",6054,1,"Pc","8591728513795",94051098,5.4,5.9,1,"0,515x0,495x0,14",null,0.035]
[51873,"EDNA 5","LED-1L16B07K88/028 4000*",36,"IP43",4666,1,"Pc","8591728518738",94051098,6.2,6.7,1,"0,515x0,495x0,14",null,0.035]
[51874,"EDNA 5","LED-1L16B07K88/028 2/1 4000*",36,"IP43",5064,1,"Pc","8591728518745",94051098,6.2,6.7,1,"0,515x0,495x0,14",null,0.035]
[51876,"EDNA 5","LED-1L16B07K88/028 DALI 4000*",36,"IP43",5664,1,"Pc","8591728518769",94051098,6.2,6.7,1,"0,515x0,495x0,14",null,0.035]
[51879,"EDNA 5","LED-1L15B07K88/028/NK1W 4000*",29,"IP43",6054,1,"Pc","8591728518790",94051098,5.4,5.9,1,"0,515x0,495x0,14",null,0.035]
[51881,"LINA 1","LED-1L11B07K2/033 4000*",8,"IP43",1238,1,"Pc","8591728518813",94051098,1.5,1.7,1,"0,24x0,23x0,115",null,0.006]
[47166,"LINA 1","LED-NZ1W/033 4000*",1,"IP43",2853,1,"Pc","8591728471668",94051098,1.9,2.1,1,"0,24x0,23x0,115",null,0.006]
[49071,"LINA 2","LED-3L02A10K53/035 3000*",23,"IP43",2295,1,"Pc","8591728490713",94051098,2,2.2,1,"0,285x0,27x0,115",null,0.009]
[49072,"LINA 2","LED-3L02A10K53/035 1-10V 3000*",23,"IP43",3815,1,"Pc","8591728490720",94051098,2,2.2,1,"0,285x0,27x0,115",null,0.009]
[49075,"LINA 2","LED-3L02A10K53/035 HF 3000*",23,"IP43",2820,1,"Pc","8591728490751",94051098,2.1,2.3,1,"0,285x0,27x0,115",null,0.009]
[51385,"LINA 2","LED-1L12B07K53/035/NK1W 3000*",11,"IP43",3284,1,"Pc","8591728513856",94051098,2.1,2.3,1,"0,285x0,27x0,115",null,0.009]
[49571,"LINA 2","LED-3L02A10K53/035 4000*",23,"IP43",2295,1,"Pc","8591728495718",94051098,2,2.2,1,"0,285x0,27x0,115",null,0.009]
[49573,"LINA 2","LED-3L02A10K53/035 DALI 4000*",23,"IP43",3305,1,"Pc","8591728495732",94051098,2.1,2.3,1,"0,285x0,27x0,115",null,0.009]
[51885,"LINA 2","LED-1L12B07K53/035/NK1W 4000*",11,"IP43",3284,1,"Pc","8591728518851",94051098,1.7,1.9,1,"0,285x0,27x0,115",null,0.009]
[51386,"LINA 3","LED-1L12B07K64/037 3000*",11,"IP43",1926,1,"Pc","8591728513863",94051098,3.3,3.6,1,"0,375x0,355x0,13",null,0.017]
[51388,"LINA 3","LED-1L13B07K64/037 1-10V 3000*",15,"IP43",3026,1,"Pc","8591728513887",94051098,3.3,3.6,1,"0,375x0,355x0,13",null,0.017]
[51389,"LINA 3","LED-1L13B07K64/037 DALI 3000*",15,"IP43",3349,1,"Pc","8591728513894",94051098,3.7,4,1,"0,375x0,355x0,13",null,0.017]
[51390,"LINA 3","LED-1L12B07K64/037 HF 3000*",11,"IP43",2451,1,"Pc","8591728513900",94051098,3.3,3.6,1,"0,375x0,355x0,13",null,0.017]
[51391,"LINA 3","LED-1L13B07K64/037 HF 3000*",15,"IP43",2901,1,"Pc","8591728513917",94051098,3.7,4,1,"0,375x0,355x0,13",null,0.017]
[51393,"LINA 3","LED-1L13B07K64/037/NK1W 3000*",15,"IP43",4096,1,"Pc","8591728513931",94051098,3.7,4,1,"0,375x0,355x0,13",null,0.017]
[49086,"LINA 3","LED-4L02A10K64/037/NK1W 3000*",30,"IP43",4593,1,"Pc","8591728490867",94051098,4.1,4.4,1,"0,375x0,355x0,13",null,0.017]
[51886,"LINA 3","LED-1L12B07K64/037 4000*",11,"IP43",1926,1,"Pc","8591728518868",94051098,3.3,3.6,1,"0,375x0,355x0,13",null,0.017]
[49580,"LINA 3","LED-4L02A10K64/037 4000*",30,"IP43",2930,1,"Pc","8591728495800",94051098,3.7,4,1,"0,375x0,355x0,13",null,0.017]
[49581,"LINA 3","LED-4L02A10K64/037 1-10V 4000*",30,"IP43",4553,1,"Pc","8591728495817",94051098,3.7,4,1,"0,375x0,355x0,13",null,0.017]
[49582,"LINA 3","LED-4L02A10K64/037 DALI 4000*",30,"IP43",3940,1,"Pc","8591728495824",94051098,3.8,4.1,1,"0,375x0,355x0,13",null,0.017]
[49584,"LINA 3","LED-4L02A10K64/037 HF 4000*",30,"IP43",3455,1,"Pc","8591728495848",94051098,3.8,4.1,1,"0,375x0,355x0,13",null,0.017]
[51892,"LINA 3","LED-1L12B07K64/037/NK1W 4000*",11,"IP43",3647,1,"Pc","8591728518929",94051098,3.3,3.6,1,"0,375x0,355x0,13",null,0.017]
[51894,"LINA 3","LED-1L13B07K64/037/NK1W HF 4000*",15,"IP43",4621,1,"Pc","8591728518943",94051098,3.7,4,1,"0,375x0,355x0,13",null,0.017]
[49588,"LINA 3","LED-4L02A10K64/037/NK1W HF 4000*",30,"IP43",5118,1,"Pc","8591728495886",94051098,4.2,4.5,1,"0,375x0,355x0,13",null,0.017]
[49090,"LINA 6","LED-5L02A10K76/039 3000*",37,"IP43",3642,1,"Pc","8591728490904",94051098,5.3,5.7,1,"0,41x0,39x0,13",null,0.021]
[51397,"LINA 6","LED-1L14B07K76/039 1-10V 3000*",20,"IP43",3633,1,"Pc","8591728513979",94051098,4.8,5.2,1,"0,41x0,39x0,13",null,0.021]
[51399,"LINA 6","LED-1L13B07K76/039 HF 3000*",15,"IP43",3346,1,"Pc","8591728513993",94051098,4.8,5.2,1,"0,41x0,39x0,13",null,0.021]
[51400,"LINA 6","LED-1L14B07K76/039 HF 3000*",20,"IP43",3508,1,"Pc","8591728514006",94051098,4.8,5.2,1,"0,41x0,39x0,13",null,0.021]
[51402,"LINA 6","LED-1L14B07K76/039/NK1W 3000*",20,"IP43",4704,1,"Pc","8591728514020",94051098,4.8,5.2,1,"0,41x0,39x0,13",null,0.021]
[49096,"LINA 6","LED-5L02A10K76/039/NK1W 3000*",37,"IP43",5305,1,"Pc","8591728490966",94051098,5.7,6.1,1,"0,41x0,39x0,13",null,0.021]
[49590,"LINA 6","LED-5L02A10K76/039 4000*",37,"IP43",3642,1,"Pc","8591728495909",94051098,5.3,5.7,1,"0,41x0,39x0,13",null,0.021]
[51897,"LINA 6","LED-1L14B07K76/039 1-10V 4000*",20,"IP43",3633,1,"Pc","8591728518974",94051098,4.8,5.2,1,"0,41x0,39x0,13",null,0.021]
[49592,"LINA 6","LED-5L02A10K76/039 DALI 4000*",37,"IP43",4799,1,"Pc","8591728495923",94051098,5.4,5.8,1,"0,41x0,39x0,13",null,0.021]
[51899,"LINA 6","LED-1L13B07K76/039 HF 4000*",15,"IP43",3346,1,"Pc","8591728518998",94051098,4.8,5.2,1,"0,41x0,39x0,13",null,0.021]
[51901,"LINA 6","LED-1L13B07K76/039/NK1W 4000*",15,"IP43",4541,1,"Pc","8591728519018",94051098,4.8,5.2,1,"0,41x0,39x0,13",null,0.021]
[51403,"LINA 7","LED-1L15B07K88/139 3000*",29,"IP43",4624,1,"Pc","8591728514037",94051098,6,6.5,1,"0,455x0,455x0,125",null,0.026]
[51405,"LINA 7","LED-1L16B07K88/139 2/1 3000*",36,"IP43",5297,1,"Pc","8591728514051",94051098,6.8,7.3,1,"0,455x0,455x0,125",null,0.026]
[51406,"LINA 7","LED-1L16B07K88/139 1-10V 3000*",36,"IP43",6174,1,"Pc","8591728514068",94051098,6.8,7.3,1,"0,455x0,455x0,125",null,0.026]
[51409,"LINA 7","LED-1L16B07K88/139 HF 3000*",36,"IP43",5424,1,"Pc","8591728514099",94051098,6.8,7.3,1,"0,455x0,455x0,125",null,0.026]
[51410,"LINA 7","LED-1L15B07K88/139/NK1W 3000*",29,"IP43",6287,1,"Pc","8591728514105",94051098,6,6.5,1,"0,455x0,455x0,125",null,0.026]
[51904,"LINA 7","LED-1L16B07K88/139 4000*",36,"IP43",4899,1,"Pc","8591728519049",94051098,6.8,7.3,1,"0,455x0,455x0,125",null,0.026]
[51905,"LINA 7","LED-1L16B07K88/139 2/1 4000*",36,"IP43",5297,1,"Pc","8591728519056",94051098,6.8,7.3,1,"0,455x0,455x0,125",null,0.026]
[51908,"LINA 7","LED-1L15B07K88/139 HF 4000*",29,"IP43",5149,1,"Pc","8591728519087",94051098,6,6.5,1,"0,455x0,455x0,125",null,0.026]
[51909,"LINA 7","LED-1L16B07K88/139 HF 4000*",36,"IP43",5424,1,"Pc","8591728519094",94051098,6.8,7.3,1,"0,455x0,455x0,125",null,0.026]
[51412,"LINA 4","LED-1L11B07K2/030 3000*",8,"IP43",1227,1,"Pc","8591728514129",94051098,1.5,1.7,1,"0,24x0,23x0,115",null,0.006]
[51912,"LINA 4","LED-1L11B07K2/030 4000*",8,"IP43",1227,1,"Pc","8591728519124",94051098,1.5,1.7,1,"0,24x0,23x0,115",null,0.006]
[49109,"LINA 5","LED-3L02A10K53/031 3000*",23,"IP43",2257,1,"Pc","8591728491093",94051098,2.3,2.5,1,"0,285x0,27x0,115",null,0.009]
[49110,"LINA 5","LED-3L02A10K53/031 1-10V 3000*",23,"IP43",3777,1,"Pc","8591728491109",94051098,2.3,2.5,1,"0,285x0,27x0,115",null,0.009]
[49113,"LINA 5","LED-3L02A10K53/031 HF 3000*",23,"IP43",2782,1,"Pc","8591728491130",94051098,2.4,2.6,1,"0,285x0,27x0,115",null,0.009]
[51416,"LINA 5","LED-1L12B07K53/031/NK1W 3000*",11,"IP43",3246,1,"Pc","8591728514167",94051098,2.3,2.5,1,"0,285x0,27x0,115",null,0.009]
[49609,"LINA 5","LED-3L02A10K53/031 4000*",23,"IP43",2257,1,"Pc","8591728496098",94051098,2.3,2.5,1,"0,285x0,27x0,115",null,0.009]
[49610,"LINA 5","LED-3L02A10K53/031 1-10V 4000*",23,"IP43",3777,1,"Pc","8591728496104",94051098,2.3,2.5,1,"0,285x0,27x0,115",null,0.009]
[49613,"LINA 5","LED-3L02A10K53/031 HF 4000*",23,"IP43",2782,1,"Pc","8591728496135",94051098,2.4,2.6,1,"0,285x0,27x0,115",null,0.009]
[51916,"LINA 5","LED-1L12B07K53/031/NK1W 4000*",11,"IP43",3246,1,"Pc","8591728519162",94051098,2.3,2.5,1,"0,285x0,27x0,115",null,0.009]
[51421,"SYLVIA D1","LED-2L25U12/129/X4 3000*",21,"IP44",3428,1,"Pc","8591728514211",94051098,2.8,3,1,"0,655x0,125x0,085",null,0.007]
[51423,"SYLVIA D1","LED-2L25U12/129/X15 3000*",21,"IP44",3777,1,"Pc","8591728514235",94051098,2.8,3,1,"0,655x0,125x0,085",null,0.007]
[51923,"SYLVIA D1","LED-2L25U12/129/X15 4000*",21,"IP44",3777,1,"Pc","8591728519230",94051098,2.8,3,1,"0,655x0,125x0,085",null,0.007]
[51424,"SYLVIA 2","LED-2L25U12/130 3000*",21,"IP44",3005,1,"Pc","8591728514242",94051098,2.8,3,1,"0,655x0,125x0,085",null,0.007]
[51426,"SYLVIA D2","LED-2L25U12/130/X14 3000*",21,"IP44",3777,1,"Pc","8591728514266",94051098,3.2,3.4,1,"0,655x0,125x0,085",null,0.007]
[51427,"SYLVIA D2","LED-2L25U12/130/X15 3000*",21,"IP44",3777,1,"Pc","8591728514273",94051098,3.2,3.4,1,"0,655x0,125x0,085",null,0.007]
[51927,"SYLVIA D2","LED-2L25U12/130/X15 4000*",21,"IP44",3777,1,"Pc","8591728519278",94051098,3.2,3.4,1,"0,655x0,125x0,085",null,0.007]
[49149,"NELA 1","LED-2L02A07U5/244 3000*",11,"IP43",1926,1,"Pc","8591728491499",94051098,1.6,1.7,1,"0,265x0,145x0,135",null,0.005]
[48700,"NELA 2","LED-1L41B07U7/264 4000*",15,"IP43",2505,1,"Pc","8591728487003",94051098,2.7,2.9,1,"0,375x0,235x0,155",null,0.014]
[48701,"NELA 3","LED-1L41B07U7/268 4000*",15,"IP43",2820,1,"Pc","8591728487010",94051098,3.7,3.9,1,"0,425x0,22x0,205",null,0.019]
[49153,"LYRA 1","LED-4L02A07U4/245 3000*",20,"IP43",3468,1,"Pc","8591728491536",94051098,4.2,4.5,1,"0,315x0,285x0,19",null,0.017]
[49653,"LYRA 1","LED-4L02A07U4/245 4000*",20,"IP43",3468,1,"Pc","8591728496531",94051098,4.2,4.5,1,"0,315x0,285x0,19",null,0.017]
[49146,"JENA 1","LED-2L02A07U8/036 3000*",11,"IP43",1875,1,"Pc","8591728491468",94051098,1.5,1.6,1,"0,265x0,145x0,135",null,0.005]
[49646,"JENA 1","LED-2L02A07U8/036 4000*",11,"IP43",1875,1,"Pc","8591728496463",94051098,1.5,1.6,1,"0,265x0,145x0,135",null,0.005]
[49155,"NEVA 1","LED-2L02A07U8/226 3000*",11,"IP43",2008,1,"Pc","8591728491550",94051098,1.6,1.7,1,"0,265x0,145x0,135",null,0.005]
[49655,"NEVA 1","LED-2L02A07U8/226 4000*",11,"IP43",2008,1,"Pc","8591728496555",94051098,1.6,1.7,1,"0,265x0,145x0,135",null,0.005]
[49158,"ALMA 1","LED-2L02A07U1/121 3000*",11,"IP43",1821,1,"Pc","8591728491581",94051098,1.4,1.5,1,"0,38x0,245x0,15",null,0.005]
[49658,"ALMA 1","LED-2L02A07U1/121 4000*",11,"IP43",1821,1,"Pc","8591728496586",94051098,1.4,1.5,1,"0,38x0,245x0,15",null,0.005]
[51430,"CRATER 1","LED-1L11B07K2/051 3000*",8,"IP43",1156,1,"Pc","8591728514303",94051098,1.2,1.4,1,"0,24x0,23x0,115",null,0.006]
[47120,"CRATER 1","LED-NZ1W/051 4000*",1,"IP43",2769,1,"Pc","8591728471200",94051098,1.9,2.3,1,"0,24x0,23x0,115",null,0.006]
[48410,"CRATER 2","LED-3L02A10K53/052 3000*",23,"IP43",2086,1,"Pc","8591728484101",94051098,2,2.2,1,"0,30x0,285x0,13",null,0.011]
[48411,"CRATER 2","LED-3L02A10K53/052 1-10V 3000*",23,"IP43",3606,1,"Pc","8591728484118",94051098,2,2.2,1,"0,30x0,285x0,13",null,0.011]
[48414,"CRATER 2","LED-3L02A10K53/052 HF 3000*",23,"IP43",2611,1,"Pc","8591728484149",94051098,2.1,2.3,1,"0,30x0,285x0,13",null,0.011]
[51436,"CRATER 2","LED-1L12B07K53/052/NK1W 3000*",11,"IP43",3075,1,"Pc","8591728514365",94051098,2,2.2,1,"0,30x0,285x0,13",null,0.011]
[48910,"CRATER 2","LED-3L02A10K53/052 4000*",23,"IP43",2086,1,"Pc","8591728489106",94051098,2,2.2,1,"0,30x0,285x0,13",null,0.011]
[48911,"CRATER 2","LED-3L02A10K53/052 1-10V 4000*",23,"IP43",3606,1,"Pc","8591728489113",94051098,2,2.2,1,"0,30x0,285x0,13",null,0.011]
[48914,"CRATER 2","LED-3L02A10K53/052 HF 4000*",23,"IP43",2611,1,"Pc","8591728489144",94051098,2.1,2.3,1,"0,30x0,285x0,13",null,0.011]
[51936,"CRATER 2","LED-1L12B07K53/052/NK1W 4000*",11,"IP43",3075,1,"Pc","8591728519360",94051098,2,2.2,1,"0,30x0,285x0,13",null,0.011]
[48420,"CRATER 3","LED-4L02A10K64/053 1-10V 3000*",30,"IP43",4376,1,"Pc","8591728484200",94051098,3.2,3.5,1,"0,375x0,355x0,13",null,0.017]
[48421,"CRATER 3","LED-4L02A10K64/053 DALI 3000*",30,"IP43",3763,1,"Pc","8591728484217",94051098,3.3,3.6,1,"0,375x0,355x0,13",null,0.017]
[48423,"CRATER 3","LED-4L02A10K64/053 HF 3000*",30,"IP43",3278,1,"Pc","8591728484231",94051098,3.3,3.6,1,"0,375x0,355x0,13",null,0.017]
[51443,"CRATER 3","LED-1L12B07K64/053/NK1W 3000*",11,"IP43",3470,1,"Pc","8591728514433",94051098,2.8,3.1,1,"0,375x0,355x0,13",null,0.017]
[51445,"CRATER 3","LED-1L13B07K64/053/NK1W HF 3000*",15,"IP43",4444,1,"Pc","8591728514457",94051098,3.2,3.5,1,"0,375x0,355x0,13",null,0.017]
[48427,"CRATER 3","LED-4L02A10K64/053/NK1W HF 3000*",30,"IP43",4941,1,"Pc","8591728484279",94051098,3.7,4,1,"0,375x0,355x0,13",null,0.017]
[48919,"CRATER 3","LED-4L02A10K64/053 4000*",30,"IP43",2753,1,"Pc","8591728489199",94051098,3.2,3.5,1,"0,375x0,355x0,13",null,0.017]
[48920,"CRATER 3","LED-4L02A10K64/053 1-10V 4000*",30,"IP43",4376,1,"Pc","8591728489205",94051098,3.2,3.5,1,"0,375x0,355x0,13",null,0.017]
[51942,"CRATER 3","LED-1L13B07K64/053 HF 4000*",15,"IP43",2724,1,"Pc","8591728519421",94051098,3.2,3.5,1,"0,375x0,355x0,13",null,0.017]
[48923,"CRATER 3","LED-4L02A10K64/053 HF 4000*",30,"IP43",3278,1,"Pc","8591728489236",94051098,3.3,3.6,1,"0,375x0,355x0,13",null,0.017]
[51945,"CRATER 3","LED-1L13B07K64/053/NK1W HF 4000*",15,"IP43",4444,1,"Pc","8591728519452",94051098,3.2,3.5,1,"0,375x0,355x0,13",null,0.017]
[48927,"CRATER 3","LED-4L02A10K64/053/NK1W HF 4000*",30,"IP43",4941,1,"Pc","8591728489274",94051098,3.7,4,1,"0,375x0,355x0,13",null,0.017]
[48429,"CRATER 4","LED-5L02A10K75/054 3000*",37,"IP43",3883,1,"Pc","8591728484293",94051098,4.2,4.6,1,"0,435x0,435x0,13",null,0.025]
[51448,"CRATER 4","LED-1L14B07K75/054 1-10V 3000*",20,"IP43",3874,1,"Pc","8591728514488",94051098,3.7,4.1,1,"0,435x0,435x0,13",null,0.025]
[48431,"CRATER 4","LED-5L02A10K75/054 DALI 3000*",37,"IP43",5040,1,"Pc","8591728484316",94051098,4.3,4.7,1,"0,435x0,435x0,13",null,0.025]
[51450,"CRATER 4","LED-1L13B07K75/054 HF 3000*",15,"IP43",3587,1,"Pc","8591728514501",94051098,3.7,4.1,1,"0,435x0,435x0,13",null,0.025]
[51452,"CRATER 4","LED-1L13B07K75/054/NK1W 3000*",15,"IP43",4782,1,"Pc","8591728514525",94051098,3.7,4.1,1,"0,435x0,435x0,13",null,0.025]
[51453,"CRATER 4","LED-1L14B07K75/054/NK1W 3000*",20,"IP43",4945,1,"Pc","8591728514532",94051098,3.7,4.1,1,"0,435x0,435x0,13",null,0.025]
[51946,"CRATER 4","LED-1L13B07K75/054 4000*",15,"IP43",3062,1,"Pc","8591728519469",94051098,3.7,4.1,1,"0,435x0,435x0,13",null,0.025]
[51948,"CRATER 4","LED-1L14B07K75/054 1-10V 4000*",20,"IP43",3874,1,"Pc","8591728519483",94051098,3.7,4.1,1,"0,435x0,435x0,13",null,0.025]
[48931,"CRATER 4","LED-5L02A10K75/054 DALI 4000*",37,"IP43",5040,1,"Pc","8591728489311",94051098,4.3,4.7,1,"0,435x0,435x0,13",null,0.025]
[51950,"CRATER 4","LED-1L13B07K75/054 HF 4000*",15,"IP43",3587,1,"Pc","8591728519506",94051098,3.7,4.1,1,"0,435x0,435x0,13",null,0.025]
[51952,"CRATER 4","LED-1L13B07K75/054/NK1W 4000*",15,"IP43",4782,1,"Pc","8591728519520",94051098,3.7,4.1,1,"0,435x0,435x0,13",null,0.025]
[51953,"CRATER 4","LED-1L14B07K75/054/NK1W 4000*",20,"IP43",4945,1,"Pc","8591728519537",94051098,3.7,4.1,1,"0,435x0,435x0,13",null,0.025]
[51455,"CRATER 5","LED-1L16B07K86/055 3000*",36,"IP43",4442,1,"Pc","8591728514556",94051098,6,6.5,1,"0,515x0,495x0,14",null,0.035]
[51456,"CRATER 5","LED-1L16B07K86/055 2/1 3000*",36,"IP43",4840,1,"Pc","8591728514563",94051098,6,6.5,1,"0,515x0,495x0,14",null,0.035]
[51459,"CRATER 5","LED-1L15B07K86/055 HF 3000*",29,"IP43",4692,1,"Pc","8591728514594",94051098,5.2,5.7,1,"0,515x0,495x0,14",null,0.035]
[51461,"CRATER 5","LED-1L15B07K86/055/NK1W 3000*",29,"IP43",5830,1,"Pc","8591728514617",94051098,5.2,5.7,1,"0,515x0,495x0,14",null,0.035]
[51955,"CRATER 5","LED-1L16B07K86/055 4000*",36,"IP43",4442,1,"Pc","8591728519551",94051098,6,6.5,1,"0,515x0,495x0,14",null,0.035]
[51956,"CRATER 5","LED-1L16B07K86/055 2/1 4000*",36,"IP43",4840,1,"Pc","8591728519568",94051098,6,6.5,1,"0,515x0,495x0,14",null,0.035]
[51959,"CRATER 5","LED-1L15B07K86/055 HF 4000*",29,"IP43",4692,1,"Pc","8591728519599",94051098,5.2,5.7,1,"0,515x0,495x0,14",null,0.035]
[51960,"CRATER 5","LED-1L16B07K86/055 HF 4000*",36,"IP43",4967,1,"Pc","8591728519605",94051098,6,6.5,1,"0,515x0,495x0,14",null,0.035]
[51463,"DRACO 1","LED-1L11B07K2/251 3000*",8,"IP43",1171,1,"Pc","8591728514631",94051098,1,1.3,1,"0,265x0,245x0,20",null,0.013]
[51963,"DRACO 1","LED-1L11B07K2/251 4000*",8,"IP43",1171,1,"Pc","8591728519636",94051098,1.2,1.5,1,"0,265x0,245x0,20",null,0.013]
[51465,"DRACO 2","LED-1L12B07K53/252 3000*",11,"IP43",1365,1,"Pc","8591728514655",94051098,2.2,2.6,1,"0,335x0,315x0,215",null,0.023]
[48448,"DRACO 2","LED-3L02A10K53/252 3000*",23,"IP43",2097,1,"Pc","8591728484484",94051098,2.5,2.9,1,"0,335x0,315x0,215",null,0.023]
[51466,"DRACO 2","LED-1L12B07K53/252 HF 3000*",11,"IP43",1890,1,"Pc","8591728514662",94051098,2.2,2.6,1,"0,335x0,315x0,215",null,0.023]
[51467,"DRACO 2","LED-1L12B07K53/252/NK1W 3000*",11,"IP43",3086,1,"Pc","8591728514679",94051098,2.2,2.6,1,"0,335x0,315x0,215",null,0.023]
[48948,"DRACO 2","LED-3L02A10K53/252 4000*",23,"IP43",2097,1,"Pc","8591728489489",94051098,2.5,2.9,1,"0,335x0,315x0,215",null,0.023]
[48949,"DRACO 2","LED-3L02A10K53/252 1-10V 4000*",23,"IP43",3617,1,"Pc","8591728489496",94051098,2.5,2.9,1,"0,335x0,315x0,215",null,0.023]
[48952,"DRACO 2","LED-3L02A10K53/252 HF 4000*",23,"IP43",2690,1,"Pc","8591728489526",94051098,2.6,3,1,"0,335x0,315x0,215",null,0.023]
[51967,"DRACO 2","LED-1L12B07K53/252/NK1W 4000*",11,"IP43",3086,1,"Pc","8591728519674",94051098,2.2,2.6,1,"0,335x0,315x0,215",null,0.023]
[48457,"DRACO 3","LED-4L02A10K64/253 3000*",30,"IP43",2805,1,"Pc","8591728484576",94051098,3.7,4.2,1,"0,41x0,39x0,24",null,0.038]
[48458,"DRACO 3","LED-4L02A10K64/253 1-10V 3000*",30,"IP43",4428,1,"Pc","8591728484583",94051098,3.7,4.2,1,"0,41x0,39x0,24",null,0.038]
[51473,"DRACO 3","LED-1L13B07K64/253 HF 3000*",15,"IP43",2776,1,"Pc","8591728514730",94051098,3.3,3.8,1,"0,41x0,39x0,24",null,0.038]
[48461,"DRACO 3","LED-4L02A10K64/253 HF 3000*",30,"IP43",3330,1,"Pc","8591728484613",94051098,3.8,4.3,1,"0,41x0,39x0,24",null,0.038]
[51476,"DRACO 3","LED-1L13B07K64/253/NK1W HF 3000*",15,"IP43",4496,1,"Pc","8591728514761",94051098,3.3,3.8,1,"0,41x0,39x0,24",null,0.038]
[48465,"DRACO 3","LED-4L02A10K64/253/NK1W HF 3000*",30,"IP43",4993,1,"Pc","8591728484651",94051098,4.2,4.7,1,"0,41x0,39x0,24",null,0.038]
[48957,"DRACO 3","LED-4L02A10K64/253 4000*",30,"IP43",2805,1,"Pc","8591728489571",94051098,3.7,4.2,1,"0,41x0,39x0,24",null,0.038]
[48958,"DRACO 3","LED-4L02A10K64/253 1-10V 4000*",30,"IP43",4428,1,"Pc","8591728489588",94051098,3.7,4.2,1,"0,41x0,39x0,24",null,0.038]
[51973,"DRACO 3","LED-1L13B07K64/253 HF 4000*",15,"IP43",2776,1,"Pc","8591728519735",94051098,3.3,3.8,1,"0,41x0,39x0,24",null,0.038]
[48961,"DRACO 3","LED-4L02A10K64/253 HF 4000*",30,"IP43",3330,1,"Pc","8591728489618",94051098,3.8,4.3,1,"0,41x0,39x0,24",null,0.038]
[48963,"DRACO 3","LED-4L02A10K64/253/NK1W 4000*",30,"IP43",4468,1,"Pc","8591728489632",94051098,4.1,4.6,1,"0,41x0,39x0,24",null,0.038]
[51976,"DRACO 3","LED-1L13B07K64/253/NK1W HF 4000*",15,"IP43",4496,1,"Pc","8591728519766",94051098,3.3,3.8,1,"0,41x0,39x0,24",null,0.038]
[51478,"DRACO 4","LED-1L14B07K75/254 3000*",20,"IP43",3406,1,"Pc","8591728514785",94051098,4.2,5.2,1,"0,48x0,46x0,245",null,0.054]
[51480,"DRACO 4","LED-1L14B07K75/254 DALI 3000*",20,"IP43",4379,1,"Pc","8591728514808",94051098,4.2,5.2,1,"0,48x0,46x0,245",null,0.054]
[48469,"DRACO 4","LED-5L02A10K75/254 DALI 3000*",37,"IP43",5222,1,"Pc","8591728484699",94051098,4.8,5.8,1,"0,48x0,46x0,245",null,0.054]
[51481,"DRACO 4","LED-1L13B07K75/254 HF 3000*",15,"IP43",3769,1,"Pc","8591728514815",94051098,4.2,5.2,1,"0,48x0,46x0,245",null,0.054]
[51483,"DRACO 4","LED-1L13B07K75/254/NK1W 3000*",15,"IP43",4964,1,"Pc","8591728514839",94051098,4.2,5.2,1,"0,48x0,46x0,245",null,0.054]
[51484,"DRACO 4","LED-1L14B07K75/254/NK1W 3000*",20,"IP43",5127,1,"Pc","8591728514846",94051098,4.2,5.2,1,"0,48x0,46x0,245",null,0.054]
[51978,"DRACO 4","LED-1L14B07K75/254 4000*",20,"IP43",3406,1,"Pc","8591728519780",94051098,4.2,5.2,1,"0,48x0,46x0,245",null,0.054]
[48967,"DRACO 4","LED-5L02A10K75/254 4000*",37,"IP43",4065,1,"Pc","8591728489670",94051098,4.7,5.7,1,"0,48x0,46x0,245",null,0.054]
[48968,"DRACO 4","LED-5L02A10K75/254 1-10V 4000*",37,"IP43",5688,1,"Pc","8591728489687",94051098,4.7,5.7,1,"0,48x0,46x0,245",null,0.054]
[48969,"DRACO 4","LED-5L02A10K75/254 DALI 4000*",37,"IP43",5222,1,"Pc","8591728489694",94051098,4.8,5.8,1,"0,48x0,46x0,245",null,0.054]
[51982,"DRACO 4","LED-1L14B07K75/254 HF 4000*",20,"IP43",3931,1,"Pc","8591728519827",94051098,4.2,5.2,1,"0,48x0,46x0,245",null,0.054]
[51984,"DRACO 4","LED-1L14B07K75/254/NK1W 4000*",20,"IP43",5127,1,"Pc","8591728519841",94051098,4.2,5.2,1,"0,48x0,46x0,245",null,0.054]
[51486,"DRACO 5","LED-1L16B07K86/255 3000*",36,"IP43",4794,1,"Pc","8591728514860",94051098,6,6.8,1,"0,555x0,535x0,245",null,0.073]
[51487,"DRACO 5","LED-1L16B07K86/255 2/1 3000*",36,"IP43",5192,1,"Pc","8591728514877",94051098,6,6.8,1,"0,555x0,535x0,245",null,0.073]
[51490,"DRACO 5","LED-1L15B07K86/255 HF 3000*",29,"IP43",5044,1,"Pc","8591728514907",94051098,5.2,6,1,null,null,0.073]
[51491,"DRACO 5","LED-1L16B07K86/255 HF 3000*",36,"IP43",7548,1,"Pc","8591728514914",94051098,6,6.8,1,"0,555x0,535x0,245",null,0.073]
[51985,"DRACO 5","LED-1L15B07K86/255 4000*",29,"IP43",4519,1,"Pc","8591728519858",94051098,5.2,6,1,null,null,0.073]
[51986,"DRACO 5","LED-1L16B07K86/255 4000*",36,"IP43",4794,1,"Pc","8591728519865",94051098,6,6.8,1,"0,555x0,535x0,245",null,0.073]
[51989,"DRACO 5","LED-1L16B07K86/255 DALI 4000*",36,"IP43",5792,1,"Pc","8591728519896",94051098,6,6.8,1,"0,555x0,535x0,245",null,0.073]
[51990,"DRACO 5","LED-1L15B07K86/255 HF 4000*",29,"IP43",5044,1,"Pc","8591728519902",94051098,5.2,6,1,null,null,0.073]
[51992,"DRACO 5","LED-1L15B07K86/255/NK1W 4000*",29,"IP43",6182,1,"Pc","8591728519926",94051098,5.2,6,1,null,null,0.073]
[50436,"ORCUS DK","LED-1L12B07K56/472/DK12 3000*",11,"IP41",2907,1,"Pc","8591728504366",94051098,4.1,4.4,1,"0,36x0,36x0,34",null,0.044]
[49333,"ORCUS DK","LED-3L02A10K56/472/DK4 3000*",23,"IP41",3049,1,"Pc","8591728493332",94051098,4.4,4.7,1,"0,36x0,36x0,34",null,0.044]
[49334,"ORCUS DK","LED-3L02A10K56/472/DK12 3000*",23,"IP41",3639,1,"Pc","8591728493349",94051098,4.4,4.7,1,"0,36x0,36x0,34",null,0.044]
[50439,"ORCUS DK","LED-1L12B07K56/472/DK4 HF 3000*",11,"IP41",2842,1,"Pc","8591728504397",94051098,4.1,4.4,1,"0,36x0,36x0,34",null,0.044]
[50440,"ORCUS DK","LED-1L12B07K56/472/DK12 HF 3000*",11,"IP41",3432,1,"Pc","8591728504403",94051098,4.1,4.4,1,"0,36x0,36x0,34",null,0.044]
[49349,"ORCUS DK","LED-3L02A10K56/472/DK4 HF 3000*",23,"IP41",3574,1,"Pc","8591728493493",94051098,4.5,4.8,1,"0,36x0,36x0,34",null,0.044]
[49350,"ORCUS DK","LED-3L02A10K56/472/DK12 HF 3000*",23,"IP41",4164,1,"Pc","8591728493509",94051098,4.5,4.8,1,"0,36x0,36x0,34",null,0.044]
[50443,"ORCUS DK","LED-1L12B07K56/472/DK4/NK1W 3000*",11,"IP41",4038,1,"Pc","8591728504434",94051098,4.1,4.4,1,"0,36x0,36x0,34",null,0.044]
[50445,"ORCUS DK","LED-1L12B07K56/472/DK14/NK1W 3000*",11,"IP41",4292,1,"Pc","8591728504458",94051098,4.1,4.4,1,"0,36x0,36x0,34",null,0.044]
[50936,"ORCUS DK","LED-1L12B07K56/472/DK12 4000*",11,"IP41",2907,1,"Pc","8591728509361",94051098,4.1,4.4,1,"0,36x0,36x0,34",null,0.044]
[50937,"ORCUS DK","LED-1L12B07K56/472/DK14 4000*",11,"IP41",2571,1,"Pc","8591728509378",94051098,4.1,4.4,1,"0,36x0,36x0,34",null,0.044]
[49834,"ORCUS DK","LED-3L02A10K56/472/DK12 4000*",23,"IP41",3639,1,"Pc","8591728498344",94051098,4.4,4.7,1,"0,36x0,36x0,34",null,0.044]
[49835,"ORCUS DK","LED-3L02A10K56/472/DK14 4000*",23,"IP41",3303,1,"Pc","8591728498351",94051098,4.4,4.7,1,"0,36x0,36x0,34",null,0.044]
[50940,"ORCUS DK","LED-1L12B07K56/472/DK12 4000*",11,"IP41",3432,1,"Pc","8591728509408",94051098,4.1,4.4,1,"0,36x0,36x0,34",null,0.044]
[50941,"ORCUS DK","LED-1L12B07K56/472/DK14 4000*",11,"IP41",3096,1,"Pc","8591728509415",94051098,4.1,4.4,1,"0,36x0,36x0,34",null,0.044]
[49850,"ORCUS DK","LED-3L02A10K56/472/DK12 HF 4000*",23,"IP41",4164,1,"Pc","8591728498504",94051098,4.5,4.8,1,"0,36x0,36x0,34",null,0.044]
[49851,"ORCUS DK","LED-3L02A10K56/472/DK14 HF 4000*",23,"IP41",3828,1,"Pc","8591728498511",94051098,4.5,4.8,1,"0,36x0,36x0,34",null,0.044]
[50944,"ORCUS DK","LED-1L12B07K56/472/DK12/NK1W 4000*",11,"IP41",4628,1,"Pc","8591728509446",94051098,4.1,4.4,1,"0,36x0,36x0,34",null,0.044]
[50946,"ORCUS DK","LED-1L12B07K56/472/DK15/NK1W 4000*",11,"IP41",4292,1,"Pc","8591728509460",94051098,4.1,4.4,1,"0,36x0,36x0,34",null,0.044]
[50947,"KIRA 1","LED-1L12B07BT12/312 4000*",11,"IP44",1298,1,"Pc","8591728509477",94051098,1.6,1.8,1,"0,255x0,255x0,235",null,0.015]
[50948,"KIRA 1","LED-1L12B07BT12/312 HF 3000*",11,"IP44",1823,1,"Pc","8591728509484",94051098,1.7,1.9,1,"0,255x0,255x0,235",null,0.015]
[50451,"KIRA 2","LED-1L13B07BT13/313 1-10V 3000*",15,"IP44",2691,1,"Pc","8591728504519",94051098,2.7,3,1,"0,305x0,305x0,285",null,0.027]
[50452,"KIRA 2","LED-1L13B07BT13/313 DALI 3000*",15,"IP44",3014,1,"Pc","8591728504526",94051098,2.7,3,1,"0,305x0,305x0,285",null,0.027]
[50950,"KIRA 2","LED-1L13B07BT13/313 4000*",15,"IP44",2041,1,"Pc","8591728509507",94051098,2.7,3,1,"0,305x0,305x0,285",null,0.027]
[50951,"KIRA 2","LED-1L13B07BT13/313 1-10V 4000*",15,"IP44",2691,1,"Pc","8591728509514",94051098,2.7,3,1,"0,305x0,305x0,285",null,0.027]
[50954,"KIRA 2","LED-1L13B07BT13/313/NK1W 4000*",15,"IP44",3761,1,"Pc","8591728509545",94051098,2.7,3,1,"0,305x0,305x0,285",null,0.027]
[50455,"PYRAMUS 2","LED-1L13B07K65/324 3000*",15,"IP43",3411,1,"Pc","8591728504557",94051098,3.1,3.4,1,"0,32x0,32x0,25",null,0.026]
[49305,"PYRAMUS 2","LED-4L02A10K65/324 1-10V 3000*",30,"IP43",5588,1,"Pc","8591728493059",94051098,3.5,3.8,1,"0,32x0,32x0,25",null,0.026]
[49306,"PYRAMUS 2","LED-4L02A10K65/324 DALI 3000*",30,"IP43",4975,1,"Pc","8591728493066",94051098,3.6,3.9,1,"0,32x0,32x0,25",null,0.026]
[50457,"PYRAMUS 2","LED-1L13B07K65/324/NK1W 3000*",15,"IP43",5131,1,"Pc","8591728504571",94051098,3.1,3.4,1,"0,32x0,32x0,25",null,0.026]
[49310,"PYRAMUS 2","LED-4L02A10K65/324/NK1W 3000*",30,"IP43",5820,1,"Pc","8591728493103",94051098,3.9,4.2,1,"0,32x0,32x0,25",null,0.026]
[49805,"PYRAMUS 2","LED-4L02A10K65/324 1-10V 4000*",30,"IP43",5588,1,"Pc","8591728498054",94051098,3.5,3.8,1,"0,32x0,32x0,25",null,0.026]
[49806,"PYRAMUS 2","LED-4L02A10K65/324 DALI 4000*",30,"IP43",4975,1,"Pc","8591728498061",94051098,3.6,3.9,1,"0,32x0,32x0,25",null,0.026]
[50957,"PYRAMUS 2","LED-1L13B07K65/324/NK1W 4000*",15,"IP43",5131,1,"Pc","8591728509576",94051098,3.1,3.4,1,"0,32x0,32x0,25",null,0.026]
[49810,"PYRAMUS 2","LED-4L02A10K65/324/NK1W 4000*",30,"IP43",5820,1,"Pc","8591728498108",94051098,3.9,4.2,1,"0,32x0,32x0,25",null,0.026]
[49314,"PYRAMUS 3","LED-4L02A10K64/334 1-10V 3000*",30,"IP43",5292,1,"Pc","8591728493141",94051098,3.5,3.9,1,"0,335x0,335x0,17",null,0.02]
[49315,"PYRAMUS 3","LED-4L02A10K64/334 DALI 3000*",30,"IP43",4679,1,"Pc","8591728493158",94051098,3.6,4,1,"0,335x0,335x0,17",null,0.02]
[49319,"PYRAMUS 3","LED-4L02A10K64/334/NK1W 3000*",30,"IP43",5332,1,"Pc","8591728493196",94051098,3.9,4.3,1,"0,335x0,335x0,17",null,0.02]
[50958,"PYRAMUS 3","LED-1L13B07K64/334 4000*",15,"IP43",3115,1,"Pc","8591728509583",94051098,3.1,3.5,1,"0,335x0,335x0,17",null,0.02]
[49815,"PYRAMUS 3","LED-4L02A10K64/334 DALI 4000*",30,"IP43",4679,1,"Pc","8591728498153",94051098,3.6,4,1,"0,335x0,335x0,17",null,0.02]
[50859,"PYRAMUS 3","LED-1L13B07K64/334 HF 4000*",15,"IP43",3640,1,"Pc","8591728508593",94051098,3.1,3.5,1,"0,335x0,335x0,17",null,0.02]
[49819,"PYRAMUS 3","LED-4L02A10K64/334/NK1W 4000*",30,"IP43",5332,1,"Pc","8591728498191",94051098,3.9,4.3,1,"0,335x0,335x0,17",null,0.02]
[49130,"ALTAIR 1","LED-6L02A07U20/420 3000*",29,"IP41",4085,1,"Pc","8591728491307",94051098,5.3,5.6,1,"0,365x0,365x0,135",null,0.018]
[49132,"ALTAIR 1","LED-6L02A07U20/420 HF 3000*",29,"IP41",4610,1,"Pc","8591728491321",94051098,5.4,5.7,1,"0,365x0,365x0,135",null,0.018]
[49133,"ALTAIR 1","LED-6L02A07U20/420/NK1W 3000*",29,"IP41",6479,1,"Pc","8591728491338",94051098,5.7,6,1,"0,365x0,365x0,135",null,0.018]
[50961,"ALTAIR 1","LED-6L02A07U20/420 1-10V 4000*",29,"IP41",5360,1,"Pc","8591728509613",94051098,5.4,5.7,1,"0,365x0,365x0,135",null,0.018]
[49633,"ALTAIR 1","LED-6L02A07U20/420/NK1W 4000*",29,"IP41",6479,1,"Pc","8591728496333",94051098,5.7,6,1,"0,365x0,365x0,135",null,0.018]
[49135,"ALTAIR 2","LED-5L02A07U21/421 DALI 3000*",24,"IP41",4981,1,"Pc","8591728491352",94051098,4.5,4.8,1,"0,365x0,365x0,135",null,0.018]
[49136,"ALTAIR 2","LED-5L02A07U21/421 HF 3000*",24,"IP41",4349,1,"Pc","8591728491369",94051098,4.5,4.8,1,"0,365x0,365x0,135",null,0.018]
[50962,"ALTAIR 2","LED-5L02A07U21/421 1-10V 4000*",24,"IP41",4406,1,"Pc","8591728509620",94051098,4.5,4.8,1,"0,365x0,365x0,135",null,0.018]
[49635,"ALTAIR 2","LED-5L02A07U21/421 DALI 4000*",24,"IP41",4981,1,"Pc","8591728496357",94051098,4.5,4.8,1,"0,365x0,365x0,135",null,0.018]
[49138,"ALTAIR 1S","LED-6L02A07US20/420 3000*",29,"IP41",4335,1,"Pc","8591728491383",94051098,4.7,5,1,"0,365x0,365x0,135",null,0.018]
[50463,"ALTAIR 1S","LED-6L02A07US20/420 1-10V 3000*",29,"IP41",5610,1,"Pc","8591728504632",94051098,4.8,5.1,1,"0,365x0,365x0,135",null,0.018]
[50963,"ALTAIR 1S","LED-6L02A07US20/420 1-10V 4000*",29,"IP41",5610,1,"Pc","8591728509637",94051098,4.8,5.1,1,"0,365x0,365x0,135",null,0.018]
[49639,"ALTAIR 1S","LED-6L02A07US20/420 DALI 4000*",29,"IP41",5492,1,"Pc","8591728496395",94051098,4.8,5.1,1,"0,365x0,365x0,135",null,0.018]
[49642,"ALTAIR 2S","LED-5L02A07US21/421 4000*",24,"IP41",4074,1,"Pc","8591728496425",94051098,4.4,4.7,1,"0,365x0,365x0,135",null,0.018]
[50964,"ALTAIR 2S","LED-5L02A07US21/421 1-10V 4000*",24,"IP41",4656,1,"Pc","8591728509644",94051098,4.5,4.8,1,"0,365x0,365x0,135",null,0.018]
[48501,"ADRIA 1","LED-5L01Z11/092/a2 B 3000*",10,"IP40",3637,"1","Pc","8591728485016",94051098,1.9,2.5,2,"0,21x0,21x0,205","0,165x0,165x0,60",0.031]
[48502,"ADRIA 1","LED-5L01Z11/092/a3 B 3000*",10,"IP40",3670,"1","Pc","8591728485023",94051098,1.95,2.55,2,"0,21x0,21x0,205","0,165x0,165x0,80",0.034]
[48000,"ADRIA 1","LED-5L01Z11/092/a1 B 4000*",10,"IP40",3582,"1","Pc","8591728480004",94051098,1.8,2.4,2,"0,21x0,21x0,205","0,165x0,165x0,40",0.025]
[48001,"ADRIA 1","LED-5L01Z11/092/a2 B 4000*",10,"IP40",3637,"1","Pc","8591728480011",94051098,1.9,2.5,2,"0,21x0,21x0,205","0,165x0,165x0,60",0.031]
[48004,"ADRIA 1","LED-5L01Z11/092/a5 B 4000*",10,"IP40",3730,"1","Pc","8591728480042",94051098,2.05,2.65,2,"0,21x0,21x0,205","0,165x0,165x1,20",0.045]
[48505,"ADRIA 1","LED-5L01Z11/092/a1 MS 3000*",10,"IP40",4356,"1","Pc","8591728485054",94051098,1.8,2.4,2,"0,21x0,21x0,205","0,165x0,165x0,40",0.025]
[48508,"ADRIA 1","LED-5L01Z11/092/a4 MS 3000*",10,"IP40",4632,"1","Pc","8591728485085",94051098,2,2.6,2,"0,21x0,21x0,205","0,165x0,165x1,00",0.039]
[48005,"ADRIA 1","LED-5L01Z11/092/a1 MS 4000*",10,"IP40",4356,"1","Pc","8591728480059",94051098,1.8,2.4,2,"0,21x0,21x0,205","0,165x0,165x0,40",0.025]
[48008,"ADRIA 1","LED-5L01Z11/092/a4 MS 4000*",10,"IP40",4632,"1","Pc","8591728480080",94051098,2,2.6,2,"0,21x0,21x0,205","0,165x0,165x1,00",0.039]
[48009,"ADRIA 1","LED-5L01Z11/092/a5 MS 4000*",10,"IP40",4697,"1","Pc","8591728480097",94051098,2.05,2.65,2,"0,21x0,21x0,205","0,165x0,165x1,20",0.045]
[48512,"ADRIA 1","LED-5L01Z11/092/a3 NL 3000*",10,"IP40",4049,"1","Pc","8591728485122",94051098,1.95,2.55,2,"0,21x0,21x0,205","0,165x0,165x0,80",0.034]
[48513,"ADRIA 1","LED-5L01Z11/092/a4 NL 3000*",10,"IP40",4090,"1","Pc","8591728485139",94051098,2,2.6,2,"0,21x0,21x0,205","0,165x0,165x1,00",0.039]
[48011,"ADRIA 1","LED-5L01Z11/092/a2 NL 4000*",10,"IP40",4000,"1","Pc","8591728480110",94051098,1.9,2.5,2,"0,21x0,21x0,205","0,165x0,165x0,60",0.031]
[48012,"ADRIA 1","LED-5L01Z11/092/a3 NL 4000*",10,"IP40",4049,"1","Pc","8591728480127",94051098,1.95,2.55,2,"0,21x0,21x0,205","0,165x0,165x0,80",0.034]
[48515,"ADRIA 1","LED-5L01Z11/092/a1 NB 3000*",10,"IP40",3950,"1","Pc","8591728485153",94051098,1.8,2.4,2,"0,21x0,21x0,205","0,165x0,165x0,40",0.025]
[48516,"ADRIA 1","LED-5L01Z11/092/a2 NB 3000*",10,"IP40",4000,"1","Pc","8591728485160",94051098,1.9,2.5,2,"0,21x0,21x0,205","0,165x0,165x0,60",0.031]
[48015,"ADRIA 1","LED-5L01Z11/092/a1 NB 4000*",10,"IP40",3950,"1","Pc","8591728480158",94051098,1.8,2.4,2,"0,21x0,21x0,205","0,165x0,165x0,40",0.025]
[48016,"ADRIA 1","LED-5L01Z11/092/a2 NB 4000*",10,"IP40",4000,"1","Pc","8591728480165",94051098,1.9,2.5,2,"0,21x0,21x0,205","0,165x0,165x0,60",0.031]
[48019,"ADRIA 1","LED-5L01Z11/092/a5 NB 4000*",10,"IP40",4165,"1","Pc","8591728480196",94051098,2.05,2.65,2,"0,21x0,21x0,205","0,165x0,165x1,20",0.045]
[48520,"ADRIA 2","LED-5L02A07Z11/094/a1 B 3000*",24,"IP40",4459,"1","Pc","8591728485207",94051098,3.1,3.85,2,"0,31x0,31x0,31","0,165x0,165x0,60",0.045]
[48523,"ADRIA 2","LED-5L02A07Z11/094/a4 B 3000*",24,"IP40",4558,"1","Pc","8591728485238",94051098,3.3,4.05,2,"0,31x0,31x0,31","0,165x0,165x0,60",0.045]
[48524,"ADRIA 2","LED-5L02A07Z11/094/a5 B 3000*",24,"IP40",4617,"1","Pc","8591728485245",94051098,3.35,4.1,2,"0,31x0,31x0,31","0,165x0,165x0,60",0.045]
[48022,"ADRIA 2","LED-5L02A07Z11/094/a3 B 4000*",24,"IP40",4550,"1","Pc","8591728480226",94051098,3.25,4,2,"0,31x0,31x0,31","0,165x0,165x0,60",0.045]
[48023,"ADRIA 2","LED-5L02A07Z11/094/a4 B 4000*",24,"IP40",4558,"1","Pc","8591728480233",94051098,3.3,4.05,2,"0,31x0,31x0,31","0,165x0,165x0,60",0.045]
[48526,"ADRIA 2","LED-5L02A07Z11/094/a2 MS 3000*",24,"IP40",5387,"1","Pc","8591728485269",94051098,3.2,3.95,2,"0,31x0,31x0,31","0,165x0,165x0,60",0.045]
[48529,"ADRIA 2","LED-5L02A07Z11/094/a5 MS 3000*",24,"IP40",5618,"1","Pc","8591728485290",94051098,3.35,4.1,2,"0,31x0,31x0,31","0,165x0,165x0,60",0.045]
[48026,"ADRIA 2","LED-5L02A07Z11/094/a2 MS 4000*",24,"IP40",5387,"1","Pc","8591728480264",94051098,3.2,3.95,2,"0,31x0,31x0,31","0,165x0,165x0,60",0.045]
[48027,"ADRIA 2","LED-5L02A07Z11/094/a3 MS 4000*",24,"IP40",5480,"1","Pc","8591728480271",94051098,3.25,4,2,"0,31x0,31x0,31","0,165x0,165x0,60",0.045]
[48530,"ADRIA 2","LED-5L02A07Z11/094/a1 NL 3000*",24,"IP40",4840,"1","Pc","8591728485306",94051098,3.1,3.85,2,"0,31x0,31x0,31","0,165x0,165x0,60",0.045]
[48531,"ADRIA 2","LED-5L02A07Z11/094/a2 NL 3000*",24,"IP40",4892,"1","Pc","8591728485313",94051098,3.2,3.95,2,"0,31x0,31x0,31","0,165x0,165x0,60",0.045]
[48534,"ADRIA 2","LED-5L02A07Z11/094/a5 NL 3000*",24,"IP40",5063,"1","Pc","8591728485344",94051098,3.35,4.1,2,"0,31x0,31x0,31","0,165x0,165x0,60",0.045]
[48030,"ADRIA 2","LED-5L02A07Z11/094/a1 NL 4000*",24,"IP40",4840,"1","Pc","8591728480301",94051098,3.1,3.85,2,"0,31x0,31x0,31","0,165x0,165x0,60",0.045]
[48033,"ADRIA 2","LED-5L02A07Z11/094/a4 NL 4000*",24,"IP40",4985,"1","Pc","8591728480332",94051098,3.3,4.05,2,"0,31x0,31x0,31","0,165x0,165x0,60",0.045]
[48034,"ADRIA 2","LED-5L02A07Z11/094/a5 NL 4000*",24,"IP40",5063,"1","Pc","8591728480349",94051098,3.35,4.1,2,"0,31x0,31x0,31","0,165x0,165x0,60",0.045]
[48536,"ADRIA 2","LED-5L0A072Z11/094/a2 NB 3000*",24,"IP40",4892,"1","Pc","8591728485368",94051098,3.2,3.95,2,"0,31x0,31x0,31","0,165x0,165x0,60",0.045]
[48539,"ADRIA 2","LED-5L02A07Z11/094/a5 NB 3000*",24,"IP40",5063,"1","Pc","8591728485399",94051098,3.35,4.1,2,"0,31x0,31x0,31","0,165x0,165x0,60",0.045]
[48037,"ADRIA 2","LED-5L02A07Z11/094/a3 NB 4000*",24,"IP40",4943,"1","Pc","8591728480370",94051098,3.25,4,2,"0,31x0,31x0,31","0,165x0,165x0,60",0.045]
[48038,"ADRIA 2","LED-5L02A07Z11/094/a4 NB 4000*",24,"IP40",4985,"1","Pc","8591728480387",94051098,3.3,4.05,2,"0,31x0,31x0,31","0,165x0,165x0,60",0.045]
[48541,"ADRIA 3","LED-5L02A10Z11/096/a2 B 3000*",37,"IP40",5348,"1","Pc","8591728485412",94051098,5.1,6.17,2,"0,405x0,405x0,41","0,21x0,165x0,60",0.163]
[48542,"ADRIA 3","LED-5L02A10Z11/096/a3 B 3000*",37,"IP40",5383,"1","Pc","8591728485429",94051098,5.15,6.22,2,"0,405x0,405x0,41","0,21x0,165x0,80",0.17]
[48040,"ADRIA 3","LED-5L02A10Z11/096/a1 B 4000*",37,"IP40",5291,"1","Pc","8591728480400",94051098,5,6.07,2,"0,405x0,405x0,41","0,21x0,165x0,40",0.157]
[48041,"ADRIA 3","LED-5L02A10Z11/096/a2 B 4000*",37,"IP40",5348,"1","Pc","8591728480417",94051098,5.1,6.17,2,"0,405x0,405x0,41","0,21x0,165x0,60",0.163]
[48044,"ADRIA 3","LED-5L02A10Z11/096/a5 B 4000*",37,"IP40",5446,"1","Pc","8591728480448",94051098,5.25,6.32,2,"0,405x0,405x0,41","0,21x0,165x1,20",0.184]
[48555,"ADRIA 3","LED-5L02A10Z11/096/a1 MS 3000*",37,"IP40",6115,"1","Pc","8591728485559",94051098,5,6.07,2,"0,405x0,405x0,41","0,21x0,165x0,40",0.157]
[48559,"ADRIA 3","LED-5L02A10Z11/096/a5 MS 3000*",37,"IP40",6471,"1","Pc","8591728485597",94051098,5.25,6.32,2,"0,405x0,405x0,41","0,21x0,165x1,20",0.184]
[48055,"ADRIA 3","LED-5L02A10Z11/096/a1 MS 4000*",37,"IP40",6115,"1","Pc","8591728480554",94051098,5,6.07,2,"0,405x0,405x0,41","0,21x0,165x0,40",0.157]
[48058,"ADRIA 3","LED-5L02A10Z11/096/a4 MS 4000*",37,"IP40",6406,"1","Pc","8591728480585",94051098,5.2,6.27,2,"0,405x0,405x0,41","0,21x0,165x1,00",0.177]
[48059,"ADRIA 3","LED-5L02A10Z11/096/a5 MS 4000*",37,"IP40",6471,"1","Pc","8591728480592",94051098,5.25,6.32,2,"0,405x0,405x0,41","0,21x0,165x1,20",0.184]
[48572,"ADRIA 3","LED-5L02A10Z11/096/a3 NL 3000*",37,"IP40",5762,"1","Pc","8591728485726",94051098,5.15,6.22,2,"0,405x0,405x0,41","0,21x0,165x0,80",0.17]
[48573,"ADRIA 3","LED-5L02A10Z11/096/a4 NL 3000*",37,"IP40",5807,"1","Pc","8591728485733",94051098,5.2,6.27,2,"0,405x0,405x0,41","0,21x0,165x1,00",0.177]
[48071,"ADRIA 3","LED-5L02A10Z11/096/a2 NL 4000*",37,"IP40",5709,"1","Pc","8591728480714",94051098,5.1,6.17,2,"0,405x0,405x0,41","0,21x0,165x0,60",0.163]
[48072,"ADRIA 3","LED-5L02A10Z11/096/a3 NL 4000*",37,"IP40",5762,"1","Pc","8591728480721",94051098,5.15,6.22,2,"0,405x0,405x0,41","0,21x0,165x0,80",0.17]
[48585,"ADRIA 3","LED-5L02A10Z11/096/a1 NB 3000*",37,"IP40",5655,"1","Pc","8591728485856",94051098,5,6.07,2,"0,405x0,405x0,41","0,21x0,165x0,40",0.157]
[48587,"ADRIA 3","LED-5L02A10Z11/096/a3 NB 3000*",37,"IP40",5762,"1","Pc","8591728485870",94051098,5.15,6.22,2,"0,405x0,405x0,41","0,21x0,165x0,80",0.17]
[48085,"ADRIA 3","LED-5L02A10Z11/096/a1 NB  4000*",37,"IP40",5655,"1","Pc","8591728480851",94051098,5,6.07,2,"0,405x0,405x0,41","0,21x0,165x0,40",0.157]
[48086,"ADRIA 3","LED-5L02A10Z11/096/a2 NB 4000*",37,"IP40",5709,"1","Pc","8591728480868",94051098,5.1,6.17,2,"0,405x0,405x0,41","0,21x0,165x0,60",0.163]
[48089,"ADRIA 3","LED-5L02A10Z11/096/a5 NB 4000*",37,"IP40",5882,"1","Pc","8591728480899",94051098,5.25,6.32,2,"0,405x0,405x0,41","0,21x0,165x1,20",0.184]
[48600,"ADRIA 4","LED-10L02A07Z11/098/a1 B 3000*",47,"IP40",9175,"1","Pc","8591728486006",94051098,6.4,8.26,2,"0,52x0,52x0,53","0,21x0,165x0,40",0.156]
[48603,"ADRIA 4","LED-10L02A07Z11/098/a4 B 3000*",47,"IP40",9274,"1","Pc","8591728486037",94051098,6.6,8.46,2,"0,52x0,52x0,53","0,21x0,165x1,00",0.173]
[48604,"ADRIA 4","LED-10L02A07Z11/098/a5 B 3000*",47,"IP40",9328,"1","Pc","8591728486044",94051098,6.65,8.51,2,"0,52x0,52x0,53","0,21x0,165x1,20",0.179]
[48102,"ADRIA 4","LED-10L02A07Z11/098/a3 B 4000*",47,"IP40",9265,"1","Pc","8591728481025",94051098,6.55,8.41,2,"0,52x0,52x0,53","0,21x0,165x0,80",0.168]
[48103,"ADRIA 4","LED-10L02A07Z11/098/a4 B 4000*",47,"IP40",9274,"1","Pc","8591728481032",94051098,6.6,8.46,2,"0,52x0,52x0,53","0,21x0,165x1,00",0.173]
[48611,"ADRIA 4","LED-10L02A07Z11/098/a2 MS 3000*",47,"IP40",10133,"1","Pc","8591728486112",94051098,6.5,8.36,2,"0,52x0,52x0,53","0,21x0,165x0,60",0.163]
[48613,"ADRIA 4","LED-10L02A07Z11/098/a4 MS 3000*",47,"IP40",10299,"1","Pc","8591728486136",94051098,6.6,8.46,2,"0,52x0,52x0,53","0,21x0,165x1,00",0.173]
[48111,"ADRIA 4","LED-10L02A07Z11/098/a2 MS 4000*",47,"IP40",10133,"1","Pc","8591728481117",94051098,6.5,8.36,2,"0,52x0,52x0,53","0,21x0,165x0,60",0.163]
[48112,"ADRIA 4","LED-10L02A07Z11/098/a3 MS 4000*",47,"IP40",10225,"1","Pc","8591728481124",94051098,6.55,8.41,2,"0,52x0,52x0,53","0,21x0,165x0,80",0.168]
[48620,"ADRIA 4","LED-10L02A07Z11/098/a1 NL 3000*",47,"IP40",9526,"1","Pc","8591728486204",94051098,6.4,8.26,2,"0,52x0,52x0,53","0,21x0,165x0,40",0.156]
[48621,"ADRIA 4","LED-10L02A07Z11/098/a2 NL 3000*",47,"IP40",9580,"1","Pc","8591728486211",94051098,6.5,8.36,2,"0,52x0,52x0,53","0,21x0,165x0,60",0.163]
[48624,"ADRIA 4","LED-10L02A07Z11/098/a5 NL 3000*",47,"IP40",9753,"1","Pc","8591728486242",94051098,6.65,8.51,2,"0,52x0,52x0,53","0,21x0,165x1,20",0.179]
[48120,"ADRIA 4","LED-10L02A07Z11/098/a1 NL 4000*",47,"IP40",9526,"1","Pc","8591728481209",94051098,6.4,8.26,2,"0,52x0,52x0,53","0,21x0,165x0,40",0.156]
[48123,"ADRIA 4","LED-10L02A07Z11/098/a4 NL 4000*",47,"IP40",9678,"1","Pc","8591728481230",94051098,6.6,8.46,2,"0,52x0,52x0,53","0,21x0,165x1,00",0.173]
[48631,"ADRIA 4","LED-10L02A07Z11/098/a2 NB 3000*",47,"IP40",9580,"1","Pc","8591728486310",94051098,6.5,8.36,2,"0,52x0,52x0,53","0,21x0,165x0,60",0.163]
[48633,"ADRIA 4","LED-10L02A07Z11/098/a4 NB 3000*",47,"IP40",9678,"1","Pc","8591728486334",94051098,6.6,8.46,2,"0,52x0,52x0,53","0,21x0,165x1,00",0.173]
[48634,"ADRIA 4","LED-10L02A07Z11/098/a5 NB 3000*",47,"IP40",9753,"1","Pc","8591728486341",94051098,6.65,8.51,2,"0,52x0,52x0,53","0,21x0,165x1,20",0.179]
[48132,"ADRIA 4","LED-10L02A07Z11/098/a3 NB 4000*",47,"IP40",9633,"1","Pc","8591728481322",94051098,6.55,8.41,2,"0,52x0,52x0,53","0,21x0,165x0,80",0.168]
[48133,"ADRIA 4","LED-10L02A07Z11/098/a4 NB 4000*",47,"IP40",9678,"1","Pc","8591728481339",94051098,6.6,8.46,2,"0,52x0,52x0,53","0,21x0,165x1,00",0.173]
[48641,"ADRIA 5","LED-10L02A09Z11/099/a2 B 3000*",61,"IP40",12230,"1","Pc","8591728486419",94051098,7.05,9.75,2,"0,62x0,62x0,63","0,30x0,30x0,60",0.27]
[48642,"ADRIA 5","LED-10L02A09Z11/099/a3 B 3000*",61,"IP40",12266,"1","Pc","8591728486426",94051098,7.1,9.8,2,"0,62x0,62x0,63","0,30x0,30x0,80",0.28]
[48140,"ADRIA 5","LED-10L02A09Z11/099/a1 B 4000*",61,"IP40",12173,"1","Pc","8591728481407",94051098,6.95,9.65,2,"0,62x0,62x0,63","0,30x0,30x0,40",0.26]
[48141,"ADRIA 5","LED-10L02A09Z11/099/a2 B 4000*",61,"IP40",12230,"1","Pc","8591728481414",94051098,7.05,9.75,2,"0,62x0,62x0,63","0,30x0,30x0,60",0.27]
[48144,"ADRIA 5","LED-10L02A09Z11/099/a5 B 4000*",61,"IP40",12327,"1","Pc","8591728481445",94051098,7.2,9.9,2,"0,62x0,62x0,63","0,30x0,30x1,20",0.3]
[48650,"ADRIA 5","LED-10L02A09Z11/099/a1 MS 3000*",61,"IP40",13007,"1","Pc","8591728486501",94051098,6.95,9.65,2,"0,62x0,62x0,63","0,30x0,30x0,40",0.278]
[48654,"ADRIA 5","LED-10L02A09Z11/099/a5 MS 3000*",61,"IP40",13161,"1","Pc","8591728486549",94051098,7.2,9.9,2,"0,62x0,62x0,63","0,30x0,30x1,20",0.302]
[48150,"ADRIA 5","LED-10L02A09Z11/099/a1 MS 4000*",61,"IP40",13007,"1","Pc","8591728481506",94051098,6.95,9.65,2,"0,62x0,62x0,63","0,30x0,30x0,40",0.278]
[48153,"ADRIA 5","LED-10L02A09Z11/099/a4 MS 4000*",61,"IP40",13110,"1","Pc","8591728481537",94051098,7.15,9.85,2,"0,62x0,62x0,63","0,30x0,30x1,00",0.297]
[48154,"ADRIA 5","LED-10L02A09Z11/099/a5 MS 4000*",61,"IP40",13161,"1","Pc","8591728481544",94051098,7.2,9.9,2,"0,62x0,62x0,63","0,30x0,30x1,20",0.302]
[48662,"ADRIA 5","LED-10L02A09Z11/099/a3 NL 3000*",61,"IP40",12618,"1","Pc","8591728486624",94051098,7.1,9.8,2,"0,62x0,62x0,63","0,30x0,30x0,80",0.291]
[48663,"ADRIA 5","LED-10L02A09Z11/099/a4 NL 3000*",61,"IP40",12676,"1","Pc","8591728486631",94051098,7.15,9.85,2,"0,62x0,62x0,63","0,30x0,30x1,00",0.297]
[48161,"ADRIA 5","LED-10L02A09Z11/099/a2 NL 4000*",61,"IP40",12581,"1","Pc","8591728481612",94051098,7.05,9.75,2,"0,62x0,62x0,63","0,30x0,30x0,60",0.285]
[48162,"ADRIA 5","LED-10L02A09Z11/099/a3 NL 4000*",61,"IP40",12618,"1","Pc","8591728481629",94051098,7.1,9.8,2,"0,62x0,62x0,63","0,30x0,30x0,80",0.291]
[48164,"ADRIA 5","LED-10L02A09Z11/099/a5 NL 4000*",61,"IP40",12751,"1","Pc","8591728481643",94051098,7.2,9.9,2,"0,62x0,62x0,63","0,30x0,30x1,20",0.302]
[48672,"ADRIA 5","LED-10L02A09Z11/099/a3 NB 3000*",61,"IP40",12618,"1","Pc","8591728486723",94051098,7.1,9.8,2,"0,62x0,62x0,63","0,30x0,30x0,80",0.291]
[48170,"ADRIA 5","LED-10L02A09Z11/099/a1 NB 4000*",61,"IP40",12524,"1","Pc","8591728481704",94051098,6.95,9.65,2,"0,62x0,62x0,63","0,30x0,30x0,40",0.278]
[48171,"ADRIA 5","LED-10L02A09Z11/099/a2 NB 4000*",61,"IP40",12581,"1","Pc","8591728481711",94051098,7.05,9.75,2,"0,62x0,62x0,63","0,30x0,30x0,60",0.285]
[48174,"ADRIA 5","LED-10L02A09Z11/099/a5 NB 4000*",61,"IP40",12751,"1","Pc","8591728481742",94051098,7.2,9.9,2,"0,62x0,62x0,63","0,30x0,30x1,20",0.302]
[48750,"ADRIA L1","LED-5L01ZL11/092/L100 B 3000*",10,"IP40",3726,"1","Pc","8591728487508",94051098,1.9,2.22,2,"0,21x0,21x0,205","0,35x0,12x0,12",0.095]
[48251,"ADRIA L1","LED-5L01ZL11/092/L200 B 4000*",10,"IP40",3787,"1","Pc","8591728482510",94051098,1.9,2.22,2,"0,21x0,21x0,205","0,35x0,12x0,12",0.095]
[48752,"ADRIA L1","LED-5L01ZL11/092/L100 MS 3000*",10,"IP40",4214,"1","Pc","8591728487522",94051098,1.9,2.22,2,"0,21x0,21x0,205","0,35x0,12x0,12",0.095]
[48253,"ADRIA L1","LED-5L01ZL11/092/L200 MS 4000*",10,"IP40",4275,"1","Pc","8591728482534",94051098,1.9,2.22,2,"0,21x0,21x0,205","0,35x0,12x0,12",0.095]
[48754,"ADRIA L1","LED-5L01ZL11/092/L100 NL 3000*",10,"IP40",4005,"1","Pc","8591728487546",94051098,1.9,2.22,2,"0,21x0,21x0,205","0,35x0,12x0,12",0.095]
[48756,"ADRIA L1","LED-5L01ZL11/092/L100 NB 3000*",10,"IP40",4005,"1","Pc","8591728487560",94051098,1.9,2.22,2,"0,21x0,21x0,205","0,35x0,12x0,12",0.095]
[48757,"ADRIA L1","LED-5L01ZL11/092/L200 NB 3000*",10,"IP40",4066,"1","Pc","8591728487577",94051098,1.9,2.22,2,"0,21x0,21x0,205","0,35x0,12x0,12",0.095]
[48758,"ADRIA L2","LED-5L02A07ZL11/094/L100 B 3000*",24,"IP40",4607,"1","Pc","8591728487584",94051098,3.2,3.66,2,"0,31x0,31x0,31","0,35x0,12x0,12",0.034]
[48759,"ADRIA L2","LED-5L02A07ZL11/094/L200 B 3000*",24,"IP40",4670,"1","Pc","8591728487591",94051098,3.2,3.66,2,"0,31x0,31x0,31","0,35x0,12x0,12",0.034]
[48760,"ADRIA L2","LED-5L02A07ZL11/094/L100 MS 3000*",24,"IP40",5114,"1","Pc","8591728487607",94051098,3.2,3.66,2,"0,31x0,31x0,31","0,35x0,12x0,12",0.034]
[48761,"ADRIA L2","LED-5L02A07ZL11/094/L200 MS 3000*",24,"IP40",5178,"1","Pc","8591728487614",94051098,3.2,3.66,2,"0,31x0,31x0,31","0,35x0,12x0,12",0.034]
[48762,"ADRIA L2","LED-5L02A07ZL11/094/L100 NL 3000*",24,"IP40",4897,"1","Pc","8591728487621",94051098,3.2,3.66,2,"0,31x0,31x0,31","0,35x0,12x0,12",0.034]
[48763,"ADRIA L2","LED-5L02A07ZL11/094/L200 NL 3000*",24,"IP40",4961,"1","Pc","8591728487638",94051098,3.2,3.66,2,"0,31x0,31x0,31","0,35x0,12x0,12",0.034]
[48764,"ADRIA L2","LED-5L02A07ZL11/094/L100 NB 3000*",24,"IP40",4897,"1","Pc","8591728487645",94051098,3.2,3.66,2,"0,31x0,31x0,31","0,35x0,12x0,12",0.034]
[48264,"ADRIA L2","LED-5L02A07ZL11/094/L100 NB 4000*",24,"IP40",4897,"1","Pc","8591728482640",94051098,3.2,3.66,2,"0,31x0,31x0,31","0,35x0,12x0,12",0.034]
[48771,"ADRIA L3","LED-5L02A10ZL11/096/L200 B 3000*",37,"IP40",5452,"1","Pc","8591728487713",94051098,5.2,5.93,2,"0,405x0,405x0,41","0,35x0,12x0,12",0.072]
[48270,"ADRIA L3","LED-5L02A10ZL11/096/L100 B 4000*",37,"IP40",5390,"1","Pc","8591728482701",94051098,5.2,5.93,2,"0,405x0,405x0,41","0,35x0,12x0,12",0.072]
[48777,"ADRIA L3","LED-5L02A10ZL11/096/L200 MS 3000*",37,"IP40",5960,"1","Pc","8591728487775",94051098,5.2,5.93,2,"0,405x0,405x0,41","0,35x0,12x0,12",0.072]
[48276,"ADRIA L3","LED-5L02A10ZL11/096/L100 MS 4000*",37,"IP40",5896,"1","Pc","8591728482763",94051098,5.2,5.93,2,"0,405x0,405x0,41","0,35x0,12x0,12",0.072]
[48783,"ADRIA L3","LED-5L02A10ZL11/096/L200 NL 3000*",37,"IP40",5743,"1","Pc","8591728487836",94051098,5.2,5.93,2,"0,405x0,405x0,41","0,35x0,12x0,12",0.072]
[48282,"ADRIA L3","LED-5L02A10ZL11/096/L100 NL 4000*",37,"IP40",5679,"1","Pc","8591728482824",94051098,5.2,5.93,2,"0,405x0,405x0,41","0,35x0,12x0,12",0.072]
[48789,"ADRIA L3","LED-5L02A10ZL11/096/L200 NB 3000*",37,"IP40",5743,"1","Pc","8591728487898",94051098,5.2,5.93,2,"0,405x0,405x0,41","0,35x0,12x0,12",0.072]
[48288,"ADRIA L3","LED-5L02A10ZL11/096/L100 NB 4000*",37,"IP40",5679,"1","Pc","8591728482886",94051098,5.2,5.93,2,"0,405x0,405x0,41","0,35x0,12x0,12",0.072]
[48294,"ADRIA L4","LED-10L02A07ZL11/098/L100 B 4000*",47,"IP40",9260,"1","Pc","8591728482947",94051098,5.8,7.32,2,"0,52x0,52x0,53","0,35x0,12x0,12",0.148]
[48295,"ADRIA L4","LED-10L02A07ZL11/098/L200 B 4000*",47,"IP40",9323,"1","Pc","8591728482954",94051098,5.8,7.32,2,"0,52x0,52x0,53","0,35x0,12x0,12",0.148]
[48300,"ADRIA L4","LED-10L02A07ZL11/098/L100 MS 4000*",47,"IP40",9260,"1","Pc","8591728483005",94051098,5.8,7.32,2,"0,52x0,52x0,53","0,35x0,12x0,12",0.148]
[48301,"ADRIA L4","LED-10L02A07ZL11/098/L200 MS 4000*",47,"IP40",9323,"1","Pc","8591728483012",94051098,5.8,7.32,2,"0,52x0,52x0,53","0,35x0,12x0,12",0.148]
[48306,"ADRIA L4","LED-10L02A07ZL11/098/L100 NL 4000*",47,"IP40",9767,"1","Pc","8591728483067",94051098,5.8,7.32,2,"0,52x0,52x0,53","0,35x0,12x0,12",0.148]
[48307,"ADRIA L4","LED-10L02A07ZL11/098/L200 NL 4000*",47,"IP40",9831,"1","Pc","8591728483074",94051098,5.8,7.32,2,"0,52x0,52x0,53","0,35x0,12x0,12",0.148]
[48312,"ADRIA L4","LED-10L02A07ZL11/098/L100 NB 4000*",47,"IP40",9767,"1","Pc","8591728483128",94051098,5.8,7.32,2,"0,52x0,52x0,53","0,35x0,12x0,12",0.148]
[48313,"ADRIA L4","LED-10L02A07ZL11/098/L200 NB 4000*",47,"IP40",9831,"1","Pc","8591728483135",94051098,5.8,7.32,2,"0,52x0,52x0,53","0,35x0,12x0,12",0.148]
[48330,"ADRIA L5","LED-10L02A09ZL11/099/L100 B 4000*",61,"IP40",12258,"1","Pc","8591728483302",94051098,7,9.41,2,"0,62x0,62x0,63","0,35x0,20x0,20",0.256]
[48837,"ADRIA L5","LED-10L02A09ZL11/099/L200 MS 3000*",61,"IP40",12829,"1","Pc","8591728488376",94051098,7,9.41,2,"0,62x0,62x0,63","0,35x0,20x0,20",0.256]
[48337,"ADRIA L5","LED-10L02A09ZL11/099/L200 MS 4000*",61,"IP40",12829,"1","Pc","8591728483371",94051098,7,9.41,2,"0,62x0,62x0,63","0,35x0,20x0,20",0.256]
[48842,"ADRIA L5","LED-10L02A09ZL11/099/L100 NL 3000*",61,"IP40",12548,"1","Pc","8591728488420",94051098,7,9.41,2,"0,62x0,62x0,63","0,35x0,20x0,20",0.256]
[48343,"ADRIA L5","LED-10L02A09ZL11/099/L200 NL 4000*",61,"IP40",12612,"1","Pc","8591728483432",94051098,7,9.41,2,"0,62x0,62x0,63","0,35x0,20x0,20",0.256]
[48848,"ADRIA L5","LED-10L02A09ZL11/099/L100 NB 3000*",61,"IP40",12548,"1","Pc","8591728488482",94051098,7,9.41,2,"0,62x0,62x0,63","0,35x0,20x0,20",0.256]
[48349,"ADRIA L5","LED-10L02A09ZL11/099/L200 NB 4000*",61,"IP40",12612,"1","Pc","8591728483494",94051098,7,9.41,2,"0,62x0,62x0,63","0,35x0,20x0,20",0.256]
[51085,"ADRIA S1","LED-5L01ZS11/092/L100 B 3000*",10,"IP40",3893,"1","Pc","8591728510855",94051098,1.9,2.22,2,"0,21x0,21x0,205","0,35x0,12x0,12",0.095]
[51586,"ADRIA S1","LED-5L01ZS11/092/L100 MS 4000*",10,"IP40",4381,"1","Pc","8591728515867",94051098,1.9,2.22,2,"0,21x0,21x0,205","0,35x0,12x0,12",0.095]
[51087,"ADRIA S1","LED-5L01ZS11/092/L100 NL 3000*",10,"IP40",4172,"1","Pc","8591728510879",94051098,1.9,2.22,2,"0,21x0,21x0,205","0,35x0,12x0,12",0.095]
[51088,"ADRIA S1","LED-5L01ZS11/092/L100 NB 3000*",10,"IP40",4005,"1","Pc","8591728510886",94051098,1.9,2.22,2,"0,21x0,21x0,205","0,35x0,12x0,12",0.095]
[51589,"ADRIA S2","LED-5L02A07ZS11/094/L100 B 4000*",24,"IP40",4781,"1","Pc","8591728515898",94051098,3.2,3.66,2,"0,31x0,31x0,31","0,35x0,12x0,12",0.034]
[51091,"ADRIA S2","LED-5L02A07ZS11/094/L100 NL 3000*",24,"IP40",5071,"1","Pc","8591728510916",94051098,3.2,3.66,2,"0,31x0,31x0,31","0,35x0,12x0,12",0.034]
[51591,"ADRIA S2","LED-5L02A07ZS11/094/L100 NL 4000*",24,"IP40",5071,"1","Pc","8591728515911",94051098,3.2,3.66,2,"0,31x0,31x0,31","0,35x0,12x0,12",0.034]
[51093,"ADRIA S3","LED-5L02A10ZS11/096/L100 B 3000*",37,"IP40",5564,"1","Pc","8591728510930",94051098,5.2,5.93,2,"0,405x0,405x0,41","0,35x0,12x0,12",0.072]
[51593,"ADRIA S3","LED-5L02A07ZS11/096/L100 B 4000*",37,"IP40",5564,"1","Pc","8591728515935",94051098,5.2,5.93,2,"0,405x0,405x0,41","0,35x0,12x0,12",0.072]
[51099,"ADRIA S3","LED-5L02A07ZS11/096/L100 NL 3000*",37,"IP40",5853,"1","Pc","8591728510992",94051098,5.2,5.93,2,"0,405x0,405x0,41","0,35x0,12x0,12",0.072]
[51599,"ADRIA S3","LED-5L02A07ZS11/096/L100 NL 4000*",37,"IP40",5853,"1","Pc","8591728515997",94051098,5.2,5.93,2,"0,405x0,405x0,41","0,35x0,12x0,12",0.072]
[51205,"ADRIA S4","LED-10L02A07ZS11/098/L100 B 3000*",47,"IP40",9434,"1","Pc","8591728512057",94051098,5.8,7.32,2,"0,52x0,52x0,53","0,35x0,12x0,12",0.148]
[51705,"ADRIA S4","LED-10L02A07ZS11/098/L100 B 4000*",47,"IP40",9434,"1","Pc","8591728517052",94051098,5.8,7.32,2,"0,52x0,52x0,53","0,35x0,12x0,12",0.148]
[51709,"ADRIA S4","LED-10L02A07ZS11/098/L100 NL 4000*",47,"IP40",9724,"1","Pc","8591728517090",94051098,5.8,7.32,2,"0,52x0,52x0,53","0,35x0,12x0,12",0.148]
[51211,"ADRIA S4","LED-10L02A07ZS11/098/L100 NB 3000*",47,"IP40",9724,"1","Pc","8591728512118",94051098,5.8,7.32,2,"0,52x0,52x0,53","0,35x0,12x0,12",0.148]
[51713,"ADRIA S5","LED-10L02A09ZS11/099/L100 B 4000*",61,"IP40",12432,"1","Pc","8591728517137",94051098,7,9.41,2,"0,62x0,62x0,63","0,35x0,20x0,20",0.259]
[51215,"ADRIA S5","LED-10L02A09ZS11/099/L100 MS 3000*",61,"IP40",12939,"1","Pc","8591728512156",94051098,7,9.41,2,"0,62x0,62x0,63","0,35x0,20x0,20",0.259]
[51717,"ADRIA S5","LED-10L02A09ZS11/099/L100 NL 4000*",61,"IP40",12722,"1","Pc","8591728517175",94051098,7,9.41,2,"0,62x0,62x0,63","0,35x0,20x0,20",0.259]
[51219,"ADRIA S5","LED-10L02A09ZS11/099/L100 NB 3000*",61,"IP40",12722,"1","Pc","8591728512194",94051098,7,9.41,2,"0,62x0,62x0,63","0,35x0,20x0,20",0.259]
[49362,"ASTRA ","LED-5L02A10Z11/095/a2 B 3000*",37,"IP40",5837,"1","Pc","8591728493622",94051098,5.1,6.17,2,"0,405x0,405x0,41","0,21x0,165x0,60",0.163]
[49363,"ASTRA ","LED-5L02A10Z11/095/a3 B 3000*",37,"IP40",5872,"1","Pc","8591728493639",94051098,5.15,6.22,2,"0,405x0,405x0,41","0,21x0,165x0,80",0.17]
[49861,"ASTRA ","LED-5L02A10Z11/095/a1 B 4000*",37,"IP40",5780,"1","Pc","8591728498610",94051098,5,6.07,2,"0,405x0,405x0,41","0,21x0,165x0,40",0.157]
[49863,"ASTRA ","LED-5L02A10Z11/095/a3 B 4000*",37,"IP40",5872,"1","Pc","8591728498634",94051098,5.15,6.22,2,"0,405x0,405x0,41","0,21x0,165x0,80",0.17]
[49366,"ASTRA ","LED-5L02A10Z11/095/a1 MS 3000*",37,"IP40",6604,"1","Pc","8591728493660",94051098,5,6.07,2,"0,405x0,405x0,41","0,21x0,165x0,40",0.157]
[49367,"ASTRA ","LED-5L02A10Z11/095/a2 MS 3000*",37,"IP40",6729,"1","Pc","8591728493677",94051098,5.1,6.17,2,"0,405x0,405x0,41","0,21x0,165x0,60",0.163]
[49370,"ASTRA ","LED-5L02A10Z11/095/a5 MS 3000*",37,"IP40",6960,"1","Pc","8591728493707",94051098,5.25,6.32,2,"0,405x0,405x0,41","0,21x0,165x1,20",0.184]
[49866,"ASTRA ","LED-5L02A10Z11/095/a1 MS 4000*",37,"IP40",6604,"1","Pc","8591728498665",94051098,5,6.07,2,"0,405x0,405x0,41","0,21x0,165x0,40",0.157]
[49869,"ASTRA ","LED-5L02A10Z11/095/a4 MS 4000*",37,"IP40",6895,"1","Pc","8591728498696",94051098,5.2,6.27,2,"0,405x0,405x0,41","0,21x0,165x1,00",0.177]
[49870,"ASTRA ","LED-5L02A10Z11/095/a5 MS 4000*",37,"IP40",6960,"1","Pc","8591728498702",94051098,5.25,6.32,2,"0,405x0,405x0,41","0,21x0,165x1,20",0.184]
[49373,"ASTRA ","LED-5L02A10Z11/095/a3 NL 3000*",37,"IP40",6251,"1","Pc","8591728493738",94051098,5.15,6.22,2,"0,405x0,405x0,41","0,21x0,165x0,80",0.17]
[49374,"ASTRA ","LED-5L02A10Z11/095/a4 NL 3000*",37,"IP40",6296,"1","Pc","8591728493745",94051098,5.2,6.27,2,"0,405x0,405x0,41","0,21x0,165x1,00",0.177]
[49872,"ASTRA ","LED-5L02A10Z11/095/a2 NL 4000*",37,"IP40",6198,"1","Pc","8591728498726",94051098,5.1,6.17,2,"0,405x0,405x0,41","0,21x0,165x0,60",0.163]
[49874,"ASTRA ","LED-5L02A10Z11/095/a4 NL 4000*",37,"IP40",6296,"1","Pc","8591728498740",94051098,5.2,6.27,2,"0,405x0,405x0,41","0,21x0,165x1,00",0.177]
[49377,"ASTRA ","LED-5L02A10Z11/095/a2 NB 3000*",37,"IP40",6198,"1","Pc","8591728493776",94051098,5.1,6.17,2,"0,405x0,405x0,41","0,21x0,165x0,60",0.163]
[49378,"ASTRA ","LED-5L02A10Z11/095/a3 NB 3000*",37,"IP40",6251,"1","Pc","8591728493783",94051098,5.15,6.22,2,"0,405x0,405x0,41","0,21x0,165x0,80",0.17]
[49876,"ASTRA ","LED-5L02A10Z11/095/a1 NB  4000*",37,"IP40",6144,"1","Pc","8591728498764",94051098,5,6.07,2,"0,405x0,405x0,41","0,21x0,165x0,40",0.157]
[49877,"ASTRA ","LED-5L02A10Z11/095/a2 NB 4000*",37,"IP40",6198,"1","Pc","8591728498771",94051098,5.1,6.17,2,"0,405x0,405x0,41","0,21x0,165x0,60",0.163]
[49880,"ASTRA ","LED-5L02A10Z11/095/a5 NB 4000*",37,"IP40",6371,"1","Pc","8591728498801",94051098,5.25,6.32,2,"0,405x0,405x0,41","0,21x0,165x1,20",0.184]
[49381,"ASTRA L","LED-5L02A10ZL11/095/L100 B 3000*",37,"IP40",5879,"1","Pc","8591728493813",94051098,5.2,5.93,2,"0,405x0,405x0,41","0,35x0,12x0,12",0.072]
[49882,"ASTRA L","LED-5L02A10ZL11/095/L200 B 4000*",37,"IP40",5941,"1","Pc","8591728498825",94051098,5.2,5.93,2,"0,405x0,405x0,41","0,35x0,12x0,12",0.072]
[49883,"ASTRA L","LED-5L02A10ZL11/095/L100 MS 4000*",37,"IP40",6385,"1","Pc","8591728498832",94051098,5.2,5.93,2,"0,405x0,405x0,41","0,35x0,12x0,12",0.072]
[49385,"ASTRA L","LED-5L02A10ZL11/095/L100 NL 3000*",37,"IP40",6168,"1","Pc","8591728493851",94051098,5.2,5.93,2,"0,405x0,405x0,41","0,35x0,12x0,12",0.072]
[49386,"ASTRA L","LED-5L02A10ZL11/095/L200 NL 3000*",37,"IP40",6232,"1","Pc","8591728493868",94051098,5.2,5.93,2,"0,405x0,405x0,41","0,35x0,12x0,12",0.072]
[49387,"ASTRA L","LED-5L02A10ZL11/095/L100 NB 3000*",37,"IP40",6168,"1","Pc","8591728493875",94051098,5.2,5.93,2,"0,405x0,405x0,41","0,35x0,12x0,12",0.072]
[49388,"ASTRA L","LED-5L02A10ZL11/095/L200 NB 3000*",37,"IP40",6232,"1","Pc","8591728493882",94051098,5.2,5.93,2,"0,405x0,405x0,41","0,35x0,12x0,12",0.072]
[49389,"ASTRA S","LED-5L02A10ZS11/095/L100 B 3000*",37,"IP40",6053,"1","Pc","8591728493899",94051098,5.2,5.93,2,"0,405x0,405x0,41","0,35x0,12x0,12",0.072]
[49889,"ASTRA S","LED-5L02A07ZS11/095/L100 B 4000*",37,"IP40",6053,"1","Pc","8591728498894",94051098,5.2,5.93,2,"0,405x0,405x0,41","0,35x0,12x0,12",0.072]
[49391,"ASTRA S","LED-5L02A07ZS11/095/L100 NL 3000*",37,"IP40",6342,"1","Pc","8591728493912",94051098,5.2,5.93,2,"0,405x0,405x0,41","0,35x0,12x0,12",0.072]
[49891,"ASTRA S","LED-5L02A07ZS11/095/L100 NL 4000*",37,"IP40",6342,"1","Pc","8591728498917",94051098,5.2,5.93,2,"0,405x0,405x0,41","0,35x0,12x0,12",0.072]
[53116,"SATURN L1","LED-4L02A07ZL11/462/L200 3000*",20,"IP20",4865,"1","Pc","8591728531164",94051098,3.8,4.1,1,"0,375x0,375x0,16",null,0.023]
[53117,"SATURN L1","LED-4L02A09ZL11/462/L100 3000*",25,"IP20",4521,"1","Pc","8591728531171",94051098,3.7,4,1,"0,375x0,375x0,16",null,0.023]
[53616,"SATURN L1","LED-4L02A07ZL11/462/L200 4000*",20,"IP20",4865,"1","Pc","8591728536169",94051098,3.8,4.1,1,"0,375x0,375x0,16",null,0.023]
[53617,"SATURN L1","LED-4L02A09ZL11/462/L100 4000*",25,"IP20",4521,"1","Pc","8591728536176",94051098,3.7,4,1,"0,375x0,375x0,16",null,0.023]
[53121,"SATURN L2","LED-6L02A10ZL11/482/L200 3000*",43,"IP20",6617,"1","Pc","8591728531218",94051098,7.8,8.3,1,"0,515x 0,525x 0,24",null,0.065]
[53124,"SATURN L2","LED-6L02A10ZL11/482/L100 DALI 3000*",43,"IP20",7420,"1","Pc","8591728531249",94051098,7.9,8.4,1,"0,515x 0,525x 0,24",null,0.065]
[53621,"SATURN L2","LED-6L02A10ZL11/482/L200 4000*",43,"IP20",6617,"1","Pc","8591728536213",94051098,7.8,8.3,1,"0,515x 0,525x 0,24",null,0.065]
[53624,"SATURN L2","LED-6L02A10ZL11/482/L100 DALI 4000*",43,"IP20",7420,"1","Pc","8591728536244",94051098,7.9,8.4,1,"0,515x 0,525x 0,24",null,0.065]
[53131,"AURA P3","LED-1L13B07ZK64/062/z2 3000*",15,"IP41",2789,"1","Pc","8591728531317",94051098,3.1,3.4,2,"0,375x0,355x0,13","0,165x0,165x0,60",0.035]
[53132,"AURA P3","LED-1L13B07ZK64/062/z3 3000*",15,"IP41",2827,"1","Pc","8591728531324",94051098,3.1,3.4,2,"0,375x0,355x0,13","0,165x0,165x0,60",0.035]
[53134,"AURA P3","LED-1L13B07ZK64/062/z5 3000*",15,"IP41",2904,"1","Pc","8591728531348",94051098,3.1,3.4,2,"0,375x0,355x0,13","0,165x0,165x0,60",0.035]
[54307,"AURA P3","LED-4L02A10ZK64/062/z3 3000*",30,"IP41",3381,"1","Pc","8591728543075",94051098,3.6,3.9,2,"0,375x0,355x0,13","0,165x0,165x0,80",0.042]
[53630,"AURA P3","LED-1L13B07ZK64/062/z1 4000*",15,"IP41",2750,"1","Pc","8591728536305",94051098,3,3.3,2,"0,375x0,355x0,13","0,165x0,165x0,40",0.027]
[53631,"AURA P3","LED-1L13B07ZK64/062/z2 4000*",15,"IP41",2789,"1","Pc","8591728536312",94051098,3.1,3.4,2,"0,375x0,355x0,13","0,165x0,165x0,60",0.035]
[53634,"AURA P3","LED-1L13B07ZK64/062/z5 4000*",15,"IP41",2904,"1","Pc","8591728536343",94051098,3.1,3.4,2,"0,375x0,355x0,13","0,165x0,165x0,60",0.035]
[54805,"AURA P3","LED-4L02A10ZK64/062/z1 4000*",30,"IP41",3304,"1","Pc","8591728548056",94051098,3.4,3.7,2,"0,375x0,355x0,13","0,165x0,165x0,40",0.027]
[54808,"AURA P3","LED-4L02A10ZK64/062/z4 4000*",30,"IP41",3420,"1","Pc","8591728548087",94051098,3.7,4,2,"0,375x0,355x0,13","0,165x0,165x1,00",0.048]
[54809,"AURA P3","LED-4L02A10ZK64/062/z5 4000*",30,"IP41",3458,"1","Pc","8591728548094",94051098,3.8,4.1,2,"0,375x0,355x0,13","0,165x0,165x1,20",0.055]
[53137,"AURA P4","LED-1L14B07ZK75/072/z3 3000*",20,"IP41",3658,"1","Pc","8591728531379",94051098,4.5,4.9,2,"0,435x0,435x0,13","0,165x0,165x0,60",0.04]
[53138,"AURA P4","LED-1L14B07ZK75/072/z4 3000*",20,"IP41",3696,"1","Pc","8591728531386",94051098,4.5,4.9,2,"0,435x0,435x0,13","0,165x0,165x0,60",0.04]
[54317,"AURA P4","LED-5L02A10ZK75/072/z3 3000*",37,"IP41",4317,"1","Pc","8591728543174",94051098,5.1,5.5,2,"0,435x0,435x0,13","0,165x0,165x0,80",0.047]
[54318,"AURA P4","LED-5L02A10ZK75/072/z4 3000*",37,"IP41",4355,"1","Pc","8591728543181",94051098,5.2,5.6,2,"0,435x0,435x0,13","0,165x0,165x1,00",0.053]
[53636,"AURA P4","LED-1L14B07ZK75/072/z2 4000*",20,"IP41",3619,"1","Pc","8591728536367",94051098,4.5,4.9,2,"0,435x0,435x0,13","0,165x0,165x0,60",0.04]
[53637,"AURA P4","LED-1L14B07ZK75/072/z3 4000*",20,"IP41",3658,"1","Pc","8591728536374",94051098,4.5,4.9,2,"0,435x0,435x0,13","0,165x0,165x0,60",0.04]
[54815,"AURA P4","LED-5L02A10ZK75/072/z1 4000*",37,"IP41",4240,"1","Pc","8591728548155",94051098,4.9,5.3,2,"0,435x0,435x0,13","0,165x0,165x0,40",0.034]
[54816,"AURA P4","LED-5L02A10ZK75/072/z2 4000*",37,"IP41",4278,"1","Pc","8591728548162",94051098,5,5.4,2,"0,435x0,435x0,13","0,165x0,165x0,60",0.04]
[54819,"AURA P4","LED-5L02A10ZK75/072/z5 4000*",37,"IP41",4394,"1","Pc","8591728548193",94051098,5.3,5.7,2,"0,435x0,435x0,13","0,165x0,165x1,20",0.06]
[53140,"AURA P5","LED-1L15B07ZK86/082/z1 3000*",29,"IP41",4861,"1","Pc","8591728531409",94051098,4.9,5.4,2,"0,515x0,495x0,14","0,165x0,165x0,40",0.046]
[53143,"AURA P5","LED-1L15B07ZK86/082/z4 3000*",29,"IP41",4977,"1","Pc","8591728531430",94051098,5,5.5,2,"0,515x0,495x0,14","0,165x0,165x0,60",0.052]
[53145,"AURA P5","LED-1L16B07ZK86/082/z1 3000*",36,"IP41",5136,"1","Pc","8591728531454",94051098,4.9,5.4,2,"0,515x0,495x0,14","0,165x0,165x0,40",0.046]
[53148,"AURA P5","LED-1L16B07ZK86/082/z4 3000*",36,"IP41",5252,"1","Pc","8591728531485",94051098,5,5.5,2,"0,515x0,495x0,14","0,165x0,165x0,60",0.052]
[53149,"AURA P5","LED-1L16B07ZK86/082/z5 3000*",36,"IP41",5290,"1","Pc","8591728531492",94051098,5,5.5,2,"0,515x0,495x0,14","0,165x0,165x0,60",0.052]
[53642,"AURA P5","LED-1L15B07ZK86/082/z3 4000*",29,"IP41",4938,"1","Pc","8591728536428",94051098,5,5.5,2,"0,515x0,495x0,14","0,165x0,165x0,60",0.052]
[53643,"AURA P5","LED-1L15B07ZK86/082/z4 4000*",29,"IP41",4977,"1","Pc","8591728536435",94051098,5,5.5,2,"0,515x0,495x0,14","0,165x0,165x0,60",0.052]
[53646,"AURA P5","LED-1L16B07ZK86/082/z2 4000*",36,"IP41",5175,"1","Pc","8591728536466",94051098,5,5.5,2,"0,515x0,495x0,14","0,165x0,165x0,60",0.052]
[53647,"AURA P5","LED-1L16B07ZK86/082/z3 4000*",36,"IP41",5213,"1","Pc","8591728536473",94051098,5,5.5,2,"0,515x0,495x0,14","0,165x0,165x0,60",0.052]
[53150,"CRATER P3","LED-1L13B07ZK64/053/z1 3000*",15,"IP41",2917,"1","Pc","8591728531508",94051098,3,3.3,2,"0,375x0,355x0,13","0,165x0,165x0,40",0.027]
[53152,"CRATER P3","LED-1L13B07ZK64/053/z3 3000*",15,"IP41",2994,"1","Pc","8591728531522",94051098,3.1,3.4,2,"0,375x0,355x0,13","0,165x0,165x0,60",0.035]
[54335,"CRATER P3","LED-4L02A10ZK64/053/z1 3000*",30,"IP41",3471,"1","Pc","8591728543358",94051098,3.4,3.7,2,"0,375x0,355x0,13","0,165x0,165x0,40",0.027]
[54336,"CRATER P3","LED-4L02A10ZK64/053/z2 3000*",30,"IP41",3509,"1","Pc","8591728543365",94051098,3.5,3.8,2,"0,375x0,355x0,13","0,165x0,165x0,60",0.035]
[54339,"CRATER P3","LED-4L02A10ZK64/053/z5 3000*",30,"IP41",3625,"1","Pc","8591728543396",94051098,3.8,4.1,2,"0,375x0,355x0,13","0,165x0,165x1,20",0.057]
[53650,"CRATER P3","LED-1L13B07ZK64/053/z1 4000*",15,"IP41",2917,"1","Pc","8591728536503",94051098,3,3.3,2,"0,375x0,355x0,13","0,165x0,165x0,40",0.027]
[53653,"CRATER P3","LED-1L13B07ZK64/053/z4 4000*",15,"IP41",3032,"1","Pc","8591728536534",94051098,3.1,3.4,2,"0,375x0,355x0,13","0,165x0,165x0,60",0.035]
[53654,"CRATER P3","LED-1L13B07ZK64/053/z5 4000*",15,"IP41",3071,"1","Pc","8591728536541",94051098,3.1,3.4,2,"0,375x0,355x0,13","0,165x0,165x0,60",0.035]
[54837,"CRATER P3","LED-4L02A10ZK64/053/z3 4000*",30,"IP41",3548,"1","Pc","8591728548377",94051098,3.6,3.9,2,"0,375x0,355x0,13","0,165x0,165x0,80",0.042]
[54838,"CRATER P3","LED-4L02A10ZK64/053/z4 4000*",30,"IP41",3586,"1","Pc","8591728548384",94051098,3.7,4,2,"0,375x0,355x0,13","0,165x0,165x1,00",0.049]
[53156,"CRATER P4","LED-1L14B07ZK75/054/z2 3000*",20,"IP41",4034,"1","Pc","8591728531560",94051098,4,4.4,2,"0,435x0,435x0,13","0,165x0,165x0,60",0.042]
[53159,"CRATER P4","LED-1L14B07ZK75/054/z5 3000*",20,"IP41",4149,"1","Pc","8591728531591",94051098,4,4.4,2,"0,435x0,435x0,13","0,165x0,165x0,60",0.042]
[54346,"CRATER P4","LED-5L02A10ZK75/054/z2 3000*",37,"IP41",4693,"1","Pc","8591728543464",94051098,4.5,4.9,2,"0,435x0,435x0,13","0,165x0,165x0,60",0.042]
[54347,"CRATER P4","LED-5L02A10ZK75/054/z3 3000*",37,"IP41",4731,"1","Pc","8591728543471",94051098,4.6,5,2,"0,435x0,435x0,13","0,165x0,165x0,80",0.049]
[53655,"CRATER P4","LED-1L14B07ZK75/054/z1 4000*",20,"IP41",3995,"1","Pc","8591728536558",94051098,3.9,4.3,2,"0,435x0,435x0,13","0,165x0,165x0,40",0.035]
[53656,"CRATER P4","LED-1L14B07ZK75/054/z2 4000*",20,"IP41",4034,"1","Pc","8591728536565",94051098,4,4.4,2,"0,435x0,435x0,13","0,165x0,165x0,60",0.042]
[53659,"CRATER P4","LED-1L14B07ZK75/054/z5 4000*",20,"IP41",4149,"1","Pc","8591728536596",94051098,4,4.4,2,"0,435x0,435x0,13","0,165x0,165x0,60",0.042]
[54845,"CRATER P4","LED-5L02A10ZK75/054/z1 4000*",37,"IP41",4654,"1","Pc","8591728548452",94051098,4.4,4.8,2,"0,435x0,435x0,13","0,165x0,165x0,40",0.035]
[54848,"CRATER P4","LED-5L02A10ZK75/054/z4 4000*",37,"IP41",4770,"1","Pc","8591728548483",94051098,4.7,5.1,2,"0,435x0,435x0,13","0,165x0,165x1,00",0.056]
[54849,"CRATER P4","LED-5L02A10ZK75/054/z5 4000*",37,"IP41",4808,"1","Pc","8591728548490",94051098,4.8,5.2,2,"0,435x0,435x0,13","0,165x0,165x1,20",0.063]
[53161,"CRATER P5","LED-1L15B07ZK86/055/z2 3000*",29,"IP41",5057,"1","Pc","8591728531614",94051098,5.5,6,2,"0,515x0,495x0,14","0,165x0,165x0,60",0.052]
[53164,"CRATER P5","LED-1L15B07ZK86/055/z5 3000*",29,"IP41",5172,"1","Pc","8591728531645",94051098,5.5,6,2,"0,515x0,495x0,14","0,165x0,165x0,60",0.052]
[53167,"CRATER P5","LED-1L16B07ZK86/055/z3 3000*",36,"IP41",5409,"1","Pc","8591728531676",94051098,5.4,5.9,2,"0,515x0,495x0,14","0,165x0,165x0,40",0.046]
[53168,"CRATER P5","LED-1L16B07ZK86/055/z4 3000*",36,"IP41",5409,"1","Pc","8591728531683",94051098,5.4,5.9,2,"0,515x0,495x0,14","0,165x0,165x0,40",0.046]
[53661,"CRATER P5","LED-1L15B07ZK86/055/z2 4000*",29,"IP41",5057,"1","Pc","8591728536619",94051098,5.5,6,2,"0,515x0,495x0,14","0,165x0,165x0,60",0.052]
[53662,"CRATER P5","LED-1L15B07ZK86/055/z3 4000*",29,"IP41",5095,"1","Pc","8591728536626",94051098,5.5,6,2,"0,515x0,495x0,14","0,165x0,165x0,60",0.052]
[53665,"CRATER P5","LED-1L16B07ZK86/055/z1 4000*",36,"IP41",5293,"1","Pc","8591728536657",94051098,5.4,5.9,2,"0,515x0,495x0,14","0,165x0,165x0,40",0.046]
[53666,"CRATER P5","LED-1L16B07ZK86/055/z2 4000*",36,"IP41",5332,"1","Pc","8591728536664",94051098,5.4,5.9,2,"0,515x0,495x0,14","0,165x0,165x0,40",0.046]
[53669,"CRATER P5","LED-1L16B07ZK86/055/z5 4000*",36,"IP41",5447,"1","Pc","8591728536695",94051098,5.4,5.9,2,"0,515x0,495x0,14","0,165x0,165x0,40",0.046]
[53170,"DRACO P3","LED-1L13B07ZK64/253/z1 3000*",15,"IP41",2930,"1","Pc","8591728531706",94051098,3.5,4,2,"0,41x0,39x0,24","0,165x0,165x0,40",0.048]
[53174,"DRACO P3","LED-1L13B07ZK64/253/z5 3000*",15,"IP41",3084,"1","Pc","8591728531744",94051098,3.6,4.1,2,"0,41x0,39x0,24","0,165x0,165x0,60",0.056]
[54365,"DRACO P3","LED-4L02A10ZK64/253/z1 3000*",30,"IP41",3484,"1","Pc","8591728543655",94051098,3.9,4.4,2,"0,41x0,39x0,24","0,165x0,165x0,40",0.048]
[54368,"DRACO P3","LED-4L02A10ZK64/253/z4 3000*",30,"IP41",3600,"1","Pc","8591728543686",94051098,4.2,4.7,2,"0,41x0,39x0,24","0,165x0,165x1,00",0.07]
[54369,"DRACO P3","LED-4L02A10ZK64/253/z5 3000*",30,"IP41",3638,"1","Pc","8591728543693",94051098,4.3,4.8,2,"0,41x0,39x0,24","0,165x0,165x1,20",0.077]
[53672,"DRACO P3","LED-1L13B07ZK64/253/z3 4000*",15,"IP41",3007,"1","Pc","8591728536725",94051098,3.6,4.1,2,"0,41x0,39x0,24","0,165x0,165x0,60",0.056]
[53673,"DRACO P3","LED-1L13B07ZK64/253/z4 4000*",15,"IP41",3046,"1","Pc","8591728536732",94051098,3.6,4.1,2,"0,41x0,39x0,24","0,165x0,165x0,60",0.056]
[54866,"DRACO P3","LED-4L02A10ZK64/253/z2 4000*",30,"IP41",3523,"1","Pc","8591728548667",94051098,4,4.5,2,"0,41x0,39x0,24","0,165x0,165x0,60",0.056]
[54867,"DRACO P3","LED-4L02A10ZK64/253/z3 4000*",30,"IP41",3561,"1","Pc","8591728548674",94051098,4.1,4.6,2,"0,41x0,39x0,24","0,165x0,165x0,80",0.063]
[54869,"DRACO P3","LED-4L02A10ZK64/253/z5 4000*",30,"IP41",3638,"1","Pc","8591728548698",94051098,4.3,4.8,2,"0,41x0,39x0,24","0,165x0,165x1,20",0.077]
[53177,"DRACO P4","LED-1L14B07ZK75/254/z3 3000*",20,"IP41",4254,"1","Pc","8591728531775",94051098,4.6,5.6,2,"0,48x0,46x0,245","0,165x0,165x0,80",0.076]
[54375,"DRACO P4","LED-5L02A10ZK75/254/z1 3000*",37,"IP41",4836,"1","Pc","8591728543754",94051098,4.9,5.9,2,"0,48x0,46x0,245","0,165x0,165x0,40",0.064]
[54376,"DRACO P4","LED-5L02A10ZK75/254/z2 3000*",37,"IP41",4875,"1","Pc","8591728543761",94051098,5,6,2,"0,48x0,46x0,245","0,165x0,165x0,60",0.07]
[54379,"DRACO P4","LED-5L02A10ZK75/254/z5 3000*",37,"IP41",4990,"1","Pc","8591728543792",94051098,5.3,6.3,2,"0,48x0,46x0,245","0,165x0,165x1,20",0.09]
[53675,"DRACO P4","LED-1L14B07ZK75/254/z1 4000*",20,"IP41",4177,"1","Pc","8591728536756",94051098,4.4,5.4,2,"0,48x0,46x0,245","0,165x0,165x0,40",0.064]
[53678,"DRACO P4","LED-1L14B07ZK75/254/z4 4000*",20,"IP41",4293,"1","Pc","8591728536787",94051098,4.7,5.7,2,"0,48x0,46x0,245","0,165x0,165x1,00",0.084]
[53679,"DRACO P4","LED-1L14B07ZK75/254/z5 4000*",20,"IP41",4331,"1","Pc","8591728536794",94051098,4.8,5.8,2,"0,48x0,46x0,245","0,165x0,165x1,20",0.09]
[54877,"DRACO P4","LED-5L02A10ZK75/254/z3 4000*",37,"IP41",4913,"1","Pc","8591728548773",94051098,5.1,6.1,2,"0,48x0,46x0,245","0,165x0,165x0,80",0.076]
[54878,"DRACO P4","LED-5L02A10ZK75/254/z4 4000*",37,"IP41",4952,"1","Pc","8591728548780",94051098,5.2,6.2,2,"0,48x0,46x0,245","0,165x0,165x1,00",0.084]
[53181,"DRACO P5","LED-1L15B07ZK86/255/z2 3000*",29,"IP41",5409,"1","Pc","8591728531812",94051098,5.5,6.3,2,"0,555x0,535x0,245","0,165x0,165x0,60",0.09]
[53183,"DRACO P5","LED-1L15B07ZK86/255/z4 3000*",29,"IP41",5486,"1","Pc","8591728531836",94051098,5.7,6.5,2,"0,555x0,535x0,245","0,165x0,165x1,00",0.103]
[53186,"DRACO P5","LED-1L16B07ZK86/255/z2 3000*",36,"IP41",5684,"1","Pc","8591728531867",94051098,5.5,6.3,2,"0,555x0,535x0,245","0,165x0,165x0,60",0.09]
[53187,"DRACO P5","LED-1L16B07ZK86/255/z3 3000*",36,"IP41",5722,"1","Pc","8591728531874",94051098,5.6,6.4,2,"0,555x0,535x0,245","0,165x0,165x0,80",0.096]
[53680,"DRACO P5","LED-1L15B07ZK86/255/z1 4000*",29,"IP41",5370,"1","Pc","8591728536800",94051098,5.4,6.2,2,"0,555x0,535x0,245","0,165x0,165x0,40",0.082]
[53681,"DRACO P5","LED-1L15B07ZK86/255/z2 4000*",29,"IP41",5409,"1","Pc","8591728536817",94051098,5.5,6.3,2,"0,555x0,535x0,245","0,165x0,165x0,60",0.09]
[53684,"DRACO P5","LED-1L15B07ZK86/255/z5 4000*",29,"IP41",5524,"1","Pc","8591728536848",94051098,5.8,6.6,2,"0,555x0,535x0,245","0,165x0,165x1,20",0.11]
[53685,"DRACO P5","LED-1L16B07ZK86/255/z1 4000*",36,"IP41",5645,"1","Pc","8591728536855",94051098,5.4,6.2,2,"0,555x0,535x0,245","0,165x0,165x0,40",0.082]
[53688,"DRACO P5","LED-1L16B07ZK86/255/z4 4000*",36,"IP41",5761,"1","Pc","8591728536886",94051098,5.7,6.5,2,"0,555x0,535x0,245","0,165x0,165x1,00",0.103]
[53191,"EDNA P3","LED-1L13B07ZK64/024/z2 3000*",15,"IP41",2887,"1","Pc","8591728531911",94051098,2.6,2.9,2,"0,375x0,355x0,13","0,165x0,165x0,60",0.035]
[53193,"EDNA P3","LED-1L13B07ZK64/024/z4 3000*",15,"IP41",4077,"1","Pc","8591728531935",94051098,2.8,3.1,2,"0,375x0,355x0,13","0,165x0,165x1,00",0.049]
[53194,"EDNA P3","LED-1L13B07ZK64/024/z5 3000*",15,"IP41",3002,"1","Pc","8591728531942",94051098,2.9,3.2,2,"0,375x0,355x0,13","0,165x0,165x1,20",0.056]
[54397,"EDNA P3","LED-4L02A10ZK64/024/z3 3000*",30,"IP41",3479,"1","Pc","8591728543976",94051098,3.1,3.4,2,"0,375x0,355x0,13","0,165x0,165x0,80",0.042]
[54398,"EDNA P3","LED-4L02A10ZK64/024/z4 3000*",30,"IP41",3518,"1","Pc","8591728543983",94051098,3.2,3.5,2,"0,375x0,355x0,13","0,165x0,165x1,00",0.049]
[53691,"EDNA P3","LED-1L13B07ZK64/024/z2 4000*",15,"IP41",2887,"1","Pc","8591728536916",94051098,2.6,2.9,2,"0,375x0,355x0,13","0,165x0,165x0,60",0.035]
[53692,"EDNA P3","LED-1L13B07ZK64/024/z3 4000*",15,"IP41",4039,"1","Pc","8591728536923",94051098,2.7,3,2,"0,375x0,355x0,13","0,165x0,165x0,80",0.042]
[54895,"EDNA P3","LED-4L02A10ZK64/024/z1 4000*",30,"IP41",3402,"1","Pc","8591728548957",94051098,2.9,3.2,2,"0,375x0,355x0,13","0,165x0,165x0,40",0.027]
[54896,"EDNA P3","LED-4L02A10ZK64/024/z2 4000*",30,"IP41",3441,"1","Pc","8591728548964",94051098,3,3.3,2,"0,375x0,355x0,13","0,165x0,165x0,60",0.035]
[53195,"EDNA P4","LED-1L14B07ZK75/026/z1 3000*",20,"IP41",4045,"1","Pc","8591728531959",94051098,4.2,4.6,2,"0,435x0,435x0,13","0,165x0,165x0,40",0.035]
[53196,"EDNA P4","LED-1L14B07ZK75/026/z2 3000*",20,"IP41",4083,"1","Pc","8591728531966",94051098,4.3,4.7,2,"0,435x0,435x0,13","0,165x0,165x0,60",0.042]
[53199,"EDNA P4","LED-1L14B07ZK75/026/z5 3000*",20,"IP41",4278,"1","Pc","8591728531997",94051098,4.6,5,2,"0,435x0,435x0,13","0,165x0,165x1,20",0.063]
[54405,"EDNA P4","LED-5L02A10ZK75/026/z1 3000*",37,"IP41",4704,"1","Pc","8591728544058",94051098,4.7,5.1,2,"0,435x0,435x0,13","0,165x0,165x0,40",0.035]
[54408,"EDNA P4","LED-5L02A10ZK75/026/z4 3000*",37,"IP41",4898,"1","Pc","8591728544089",94051098,5,5.4,2,"0,435x0,435x0,13","0,165x0,165x1,00",0.056]
[54409,"EDNA P4","LED-5L02A10ZK75/026/z5 3000*",37,"IP41",4937,"1","Pc","8591728544096",94051098,5.1,5.5,2,"0,435x0,435x0,13","0,165x0,165x1,20",0.063]
[53697,"EDNA P4","LED-1L14B07ZK75/026/z3 4000*",20,"IP41",4201,"1","Pc","8591728536978",94051098,4.4,4.8,2,"0,435x0,435x0,13","0,165x0,165x0,80",0.049]
[53698,"EDNA P4","LED-1L14B07ZK75/026/z4 4000*",20,"IP41",4239,"1","Pc","8591728536985",94051098,4.5,4.9,2,"0,435x0,435x0,13","0,165x0,165x1,00",0.056]
[54906,"EDNA P4","LED-5L02A10ZK75/026/z2 4000*",37,"IP41",4742,"1","Pc","8591728549060",94051098,4.8,5.2,2,"0,435x0,435x0,13","0,165x0,165x0,60",0.042]
[54907,"EDNA P4","LED-5L02A10ZK75/026/z3 4000*",37,"IP41",4860,"1","Pc","8591728549077",94051098,4.9,5.3,2,"0,435x0,435x0,13","0,165x0,165x0,80",0.049]
[53201,"EDNA P5","LED-1L15B07ZK88/028/z2 3000*",29,"IP41",5241,"1","Pc","8591728532017",94051098,5.7,6.2,2,"0,515x0,495x0,14","0,165x0,165x0,60",0.052]
[53202,"EDNA P5","LED-1L15B07ZK88/028/z3 3000*",29,"IP41",5280,"1","Pc","8591728532024",94051098,5.8,6.3,2,"0,515x0,495x0,14","0,165x0,165x0,80",0.059]
[53205,"EDNA P5","LED-1L16B07ZK88/028/z1 3000*",36,"IP41",5478,"1","Pc","8591728532055",94051098,5.6,6.1,2,"0,515x0,495x0,14","0,165x0,165x0,40",0.046]
[53206,"EDNA P5","LED-1L16B07ZK88/028/z2 3000*",36,"IP41",5516,"1","Pc","8591728532062",94051098,5.7,6.2,2,"0,515x0,495x0,14","0,165x0,165x0,60",0.052]
[53209,"EDNA P5","LED-1L16B07ZK88/028/z5 3000*",36,"IP41",5632,"1","Pc","8591728532093",94051098,6,6.5,2,"0,515x0,495x0,14","0,165x0,165x1,20",0.075]
[53700,"EDNA P5","LED-1L15B07ZK88/028/z1 4000*",29,"IP41",5203,"1","Pc","8591728537005",94051098,5.6,6.1,2,"0,515x0,495x0,14","0,165x0,165x0,40",0.046]
[53703,"EDNA P5","LED-1L15B07ZK88/028/z4 4000*",29,"IP41",5318,"1","Pc","8591728537036",94051098,5.9,6.4,2,"0,515x0,495x0,14","0,165x0,165x1,00",0.067]
[53704,"EDNA P5","LED-1L15B07ZK88/028/z5 4000*",29,"IP41",5357,"1","Pc","8591728537043",94051098,6,6.5,2,"0,515x0,495x0,14","0,165x0,165x1,20",0.075]
[53707,"EDNA P5","LED-1L16B07ZK88/028/z3 4000*",36,"IP41",5555,"1","Pc","8591728537074",94051098,5.8,6.3,2,"0,515x0,495x0,14","0,165x0,165x0,80",0.059]
[53708,"EDNA P5","LED-1L16B07ZK88/028/z4 4000*",36,"IP41",5593,"1","Pc","8591728537081",94051098,5.9,6.4,2,"0,515x0,495x0,14","0,165x0,165x1,00",0.067]
[53710,"AURA T5","LED-1L15B07ZT86/082/L100 4000*",29,"IP41",4999,"1","Pc","8591728537104",94051098,5.2,5.7,1,"0,52x0,52x0,21","x",0.057]
[53711,"AURA T5","LED-1L16B10ZT86/082/L100 4000*",36,"IP41",5274,"1","Pc","8591728537111",94051098,6,6.5,1,"0,52x0,52x0,21","x",0.057]
[53712,"AURA T9","LED-1L16B07ZT98/084/L100 4000*",36,"IP41",7077,"1","Pc","8591728537128",94051098,7.5,8.3,2,"0,625x0,625x0,15","0,515x0,495x0,14",0.094]
[53713,"AURA T9","LED-2L43B07ZT98/084/L100 4000*",58,"IP41",8682,"1","Pc","8591728537135",94051098,8.3,9.1,2,"0,625x0,625x0,15","0,515x0,495x0,14",0.094]
[53714,"CRATER T5","LED-1L15B07ZT86/055/L100 4000*",29,"IP41",5155,"1","Pc","8591728537142",94051098,5.7,6.2,1,"0,52x0,52x0,21","x",0.057]
[53715,"CRATER T5","LED-1L16B07ZT86/055/L100 4000*",36,"IP41",5430,"1","Pc","8591728537159",94051098,6.5,7,1,"0,52x0,52x0,21","x",0.057]
[53716,"DRACO T5","LED-1L15B07ZT86/255/L100 4000*",29,"IP41",5507,"1","Pc","8591728537166",94051098,5.7,6.5,2,"0,52x0,52x0,54","x",0.143]
[53717,"DRACO T5","LED-1L16B07ZT86/255/L100 4000*",36,"IP41",5782,"1","Pc","8591728537173",94051098,6.5,7.2,2,"0,52x0,52x0,54","x",0.143]
[53718,"EDNA T5","LED-1L15B07ZT88/028/L100 4000*",29,"IP41",5379,"1","Pc","8591728537180",94051098,6.1,6.6,1,"0,52x0,52x0,21","x",0.057]
[53220,"LINA L7","LED-1L15B07ZT88/139/L100 3000*",29,"IP41",5612,"1","Pc","8591728532208",94051098,6.5,7,1,"0,52x0,52x0,21","x",0.057]
[53721,"LINA L7","LED-1L16B07ZL88/139/L100 4000*",36,"IP41",6345,"1","Pc","8591728537210",94051098,7.3,7.8,1,"0,52x0,52x0,21","x",0.057]
[57100,"GALAXIA L1","12xLED-5L02A07USZ21/421/L200 3000*",288,"IP41",63108,"1","Pc","8591728571009",94051098,55,80,"paleta","x","x","x"]
[57102,"GALAXIA L1","12xLED-5L02A07USZ21/421/L200 DALI 3000*",288,"IP41",75144,"1","Pc","8591728571023",94051098,55,80,"paleta","x","x","x"]
[57601,"GALAXIA L1","12xLED-5L02A07USZ21/421/L200 1-10V 4000*",288,"IP41",73896,"1","Pc","8591728576011",94051098,55,80,"paleta","x","x","x"]
[57650,"ALTAIR 1S","LED-6L02A07USZ20/420/L100 4000*",29,"IP41",5573,"1","Pc","8591728576509",94051098,5.6,6.3,"paleta","x","x","x"]
[53222,"ALTAIR 1S","LED-6L02A07USZ20/420/L100 1-10V 3000*",29,"IP41",7196,"1","Pc","8591728532222",94051098,5.6,6.3,"paleta","x","x","x"]
[57651,"ALTAIR 1S","LED-6L02A07USZ20/420/L100 DALI 4000*",29,"IP41",6536,"1","Pc","8591728576516",94051098,5.7,6.4,"paleta","x","x","x"]
[57653,"ALTAIR 2S","LED-5L02A07USZ21/421/L100 4000*",24,"IP41",5299,"1","Pc","8591728576530",94051098,5.3,6,"paleta","x","x","x"]
[53723,"ALTAIR 2S","LED-5L02A07US21/421/L100 1-10V 4000*",24,"IP41",6922,"1","Pc","8591728537234",94051098,5.2,5.9,"paleta","x","x","x"]
[57654,"ALTAIR 2S","LED-5L02A07US21/421/L100 DALI 4000*",24,"IP41",6456,"1","Pc","8591728576547",94051098,5.3,6,"paleta","x","x","x"]
[53730,"TITAN 1A","LED-1L11B07KN32/PC03 4000*",8,"IP44",1130,"1","Pc","8591728537302",94051098,0.7,0.9,1,"0,24x0,23x0,115",null,0.006]
[53731,"TITAN 1A","LED-1L12B07KN32/PC03 4000*",11,"IP44",1231,"1","Pc","8591728537319",94051098,0.7,0.9,1,"0,24x0,23x0,115",null,0.006]
[53233,"TITAN 1A","LED-1L12B07KN32/PM03 3000*",11,"IP44",1176,"1","Pc","8591728532338",94051098,0.7,0.9,1,"0,24x0,23x0,115",null,0.006]
[53732,"TITAN 1A","LED-1L11B07KN32/PM03 4000*",8,"IP44",1075,"1","Pc","8591728537326",94051098,0.7,0.9,1,"0,24x0,23x0,115",null,0.006]
[53234,"TITAN 1","LED-1L13B07KN62/PC06 3000*",15,"IP44",1821,"1","Pc","8591728532345",94051098,0.9,1.1,1,"0,3x0,285x0,13",null,0.012]
[53235,"TITAN 1","LED-1L14B07KN62/PC06 3000*",20,"IP44",1983,"1","Pc","8591728532352",94051098,0.9,1.1,1,"0,3x0,285x0,13",null,0.012]
[53238,"TITAN 1","LED-1L13B07KN62/PC06 HF 3000*",15,"IP44",2346,"1","Pc","8591728532383",94051098,0.9,1.1,1,"0,3x0,285x0,13",null,0.012]
[53241,"TITAN 1","LED-1L14B07KN62/PC06/NK1W 3000*",20,"IP44",3704,"1","Pc","8591728532413",94051098,0.9,1.1,1,"0,3x0,285x0,13",null,0.012]
[53243,"TITAN 1","LED-1L14B07KN62/PC06/NK1W HF 3000*",20,"IP44",4229,"1","Pc","8591728532437",94051098,0.9,1.1,1,"0,3x0,285x0,13",null,0.012]
[53734,"TITAN 1","LED-1L13B07KN62/PC06 4000*",15,"IP44",1821,"1","Pc","8591728537340",94051098,0.9,1.1,1,"0,3x0,285x0,13",null,0.012]
[53737,"TITAN 1","LED-1L14B07KN62/PC06 DALI 4000*",20,"IP44",2956,"1","Pc","8591728537371",94051098,0.9,1.1,1,"0,3x0,285x0,13",null,0.012]
[53738,"TITAN 1","LED-1L13B07KN62/PC06 HF 4000*",15,"IP44",2346,"1","Pc","8591728537388",94051098,0.9,1.1,1,"0,3x0,285x0,13",null,0.012]
[53741,"TITAN 1","LED-1L14B07KN62/PC06/NK1W 4000*",20,"IP44",3704,"1","Pc","8591728537418",94051098,0.9,1.1,1,"0,3x0,285x0,13",null,0.012]
[53742,"TITAN 1","LED-1L13B07KN62/PC06/NK1W HF 4000*",15,"IP44",4066,"1","Pc","8591728537425",94051098,0.9,1.1,1,"0,3x0,285x0,13",null,0.012]
[53245,"TITAN 1","LED-1L14B07KN62/PM06 3000*",20,"IP44",1931,"1","Pc","8591728532451",94051098,0.9,1.1,1,"0,3x0,285x0,13",null,0.012]
[53246,"TITAN 1","LED-1L14B07KN62/PM06 1-10V 3000*",20,"IP44",2581,"1","Pc","8591728532468",94051098,0.9,1.1,1,"0,3x0,285x0,13",null,0.012]
[53248,"TITAN 1","LED-1L13B07KN62/PM06 HF 3000*",15,"IP44",2294,"1","Pc","8591728532482",94051098,0.9,1.1,1,"0,3x0,285x0,13",null,0.012]
[53251,"TITAN 1","LED-1L14B07KN62/PM06/NK1W 3000*",20,"IP44",3652,"1","Pc","8591728532512",94051098,0.9,1.1,1,"0,3x0,285x0,13",null,0.012]
[53744,"TITAN 1","LED-1L13B07KN62/PM06 4000*",15,"IP44",1769,"1","Pc","8591728537449",94051098,0.9,1.1,1,"0,3x0,285x0,13",null,0.012]
[53745,"TITAN 1","LED-1L14B07KN62/PM06 4000*",20,"IP44",1931,"1","Pc","8591728537456",94051098,0.9,1.1,1,"0,3x0,285x0,13",null,0.012]
[53748,"TITAN 1","LED-1L13B07KN62/PM06 HF 4000*",15,"IP44",2294,"1","Pc","8591728537487",94051098,0.9,1.1,1,"0,3x0,285x0,13",null,0.012]
[53749,"TITAN 1","LED-1L14B07KN62/PM06 HF 4000*",20,"IP44",2456,"1","Pc","8591728537494",94051098,0.9,1.1,1,"0,3x0,285x0,13",null,0.012]
[53752,"TITAN 1","LED-1L13B07KN62/PM06/NK1W HF 4000*",15,"IP44",4014,"1","Pc","8591728537524",94051098,0.9,1.1,1,"0,3x0,285x0,13",null,0.012]
[53753,"TITAN 1","LED-1L14B07KN62/PM06/NK1W HF 4000*",20,"IP44",4177,"1","Pc","8591728537531",94051098,0.9,1.1,1,"0,3x0,285x0,13",null,0.012]
[53256,"TITAN 2","LED-1L16B07KN83/PC08 3000*",36,"IP44",2969,"1","Pc","8591728532567",94051098,1.8,2.2,1,"0,42x0,405x0,12",null,0.02]
[53257,"TITAN 2","LED-1L15B07KN83/PC08 2/1 3000*",29,"IP44",2869,"1","Pc","8591728532574",94051098,1.8,2.2,1,"0,42x0,405x0,12",null,0.02]
[53261,"TITAN 2","LED-1L15B07KN83/PC08 HF 3000*",29,"IP44",3219,"1","Pc","8591728532611",94051098,1.8,2.2,1,"0,42x0,405x0,12",null,0.02]
[53262,"TITAN 2","LED-1L16B07KN83/PC08 HF 3000*",36,"IP44",3494,"1","Pc","8591728532628",94051098,1.8,2.2,1,"0,42x0,405x0,12",null,0.02]
[53754,"TITAN 2","LED-1L14B07KN83/PC08 4000*",20,"IP44",2313,"1","Pc","8591728537548",94051098,1.6,2,1,"0,42x0,405x0,12",null,0.02]
[53755,"TITAN 2","LED-1L15B07KN83/PC08 4000*",29,"IP44",2694,"1","Pc","8591728537555",94051098,1.8,2.2,1,"0,42x0,405x0,12",null,0.02]
[53758,"TITAN 2","LED-1L16B07KN83/PC08 2/1 4000*",36,"IP44",3367,"1","Pc","8591728537586",94051098,1.8,2.2,1,"0,42x0,405x0,12",null,0.02]
[53759,"TITAN 2","LED-1L16B07KN83/PC08 1-10V 4000*",36,"IP44",4244,"1","Pc","8591728537593",94051098,1.8,2.2,1,"0,42x0,405x0,12",null,0.02]
[53762,"TITAN 2","LED-1L16B07KN83/PC08 HF 4000*",36,"IP44",3494,"1","Pc","8591728537623",94051098,1.8,2.2,1,"0,42x0,405x0,12",null,0.02]
[53763,"TITAN 2","LED-1L15B07KN83/PC08/NK1W 4000*",29,"IP44",4357,"1","Pc","8591728537630",94051098,1.8,2.2,1,"0,42x0,405x0,12",null,0.02]
[53265,"TITAN 2","LED-1L14B07KN83/PM08 3000*",20,"IP44",2196,"1","Pc","8591728532659",94051098,1.6,2,1,"0,42x0,405x0,12",null,0.02]
[53268,"TITAN 2","LED-1L15B07KN83/PM08 2/1 3000*",29,"IP44",2788,"1","Pc","8591728532680",94051098,1.8,2.2,1,"0,42x0,405x0,12",null,0.02]
[53271,"TITAN 2","LED-1L16B07KN83/PM08 DALI 3000*",36,"IP44",3886,"1","Pc","8591728532710",94051098,1.8,2.2,1,"0,42x0,405x0,12",null,0.02]
[53272,"TITAN 2","LED-1L15B07KN83/PM08 HF 3000*",29,"IP44",3138,"1","Pc","8591728532727",94051098,1.8,2.2,1,"0,42x0,405x0,12",null,0.02]
[53275,"TITAN 2","LED-1L16B07KN83/PM08/NK1W 3000*",36,"IP44",4609,"1","Pc","8591728532758",94051098,1.8,2.2,1,"0,42x0,405x0,12",null,0.02]
[53765,"TITAN 2","LED-1L14B07KN83/PM08 4000*",20,"IP44",2196,"1","Pc","8591728537654",94051098,1.6,2,1,"0,42x0,405x0,12",null,0.02]
[53768,"TITAN 2","LED-1L15B07KN83/PM08 2/1 4000*",29,"IP44",2788,"1","Pc","8591728537685",94051098,1.8,2.2,1,"0,42x0,405x0,12",null,0.02]
[53769,"TITAN 2","LED-1L16B07KN83/PM08 2/1 4000*",36,"IP44",3286,"1","Pc","8591728537692",94051098,1.8,2.2,1,"0,42x0,405x0,12",null,0.02]
[53772,"TITAN 2","LED-1L15B07KN83/PM08 HF 4000*",29,"IP44",3138,"1","Pc","8591728537722",94051098,1.8,2.2,1,"0,42x0,405x0,12",null,0.02]
[53773,"TITAN 2","LED-1L16B07KN83/PM08 HF 4000*",36,"IP44",3413,"1","Pc","8591728537739",94051098,1.8,2.2,1,"0,42x0,405x0,12",null,0.02]
[53277,"TITAN 3","LED-1L15B07KN94/PC09 3000*",29,"IP44",3039,"1","Pc","8591728532772",94051098,2.8,3.3,1,"0,515x0,495x0,14",null,0.035]
[53279,"TITAN 3","LED-2L43B07KN94/PC09 3000*",58,"IP44",4919,"1","Pc","8591728532796",94051098,2.9,3.4,1,"0,515x0,495x0,14",null,0.035]
[53282,"TITAN 3","LED-1L16B07KN94/PC09 1-10V 3000*",36,"IP44",4589,"1","Pc","8591728532826",94051098,2.8,3.3,1,"0,515x0,495x0,14",null,0.035]
[53283,"TITAN 3","LED-1L16B07KN94/PC09 DALI 3000*",36,"IP44",4312,"1","Pc","8591728532833",94051098,2.8,3.3,1,"0,515x0,495x0,14",null,0.035]
[53286,"TITAN 3","LED-1L16B07KN94/PC09 HF 3000*",36,"IP44",3839,"1","Pc","8591728532864",94051098,2.8,3.3,1,"0,515x0,495x0,14",null,0.035]
[53287,"TITAN 3","LED-2L43B07KN94/PC09 HF 3000*",58,"IP44",5444,"1","Pc","8591728532871",94051098,2.9,3.4,1,"0,515x0,495x0,14",null,0.035]
[53777,"TITAN 3","LED-1L15B07KN94/PC09 4000*",29,"IP44",3039,"1","Pc","8591728537777",94051098,2.8,3.3,1,"0,515x0,495x0,14",null,0.035]
[53778,"TITAN 3","LED-1L16B07KN94/PC09 4000*",36,"IP44",3314,"1","Pc","8591728537784",94051098,2.8,3.3,1,"0,515x0,495x0,14",null,0.035]
[53781,"TITAN 3","LED-2L43B07KN94/PC09 2/1 4000*",58,"IP44",5434,"1","Pc","8591728537814",94051098,2.9,3.4,1,"0,515x0,495x0,14",null,0.035]
[53784,"TITAN 3","LED-2L43B07KN94/PC09 1-10V 4000*",58,"IP44",7470,"1","Pc","8591728537845",94051098,2.9,3.4,1,"0,515x0,495x0,14",null,0.035]
[53786,"TITAN 3","LED-1L16B07KN94/PC09 HF 4000*",36,"IP44",3839,"1","Pc","8591728537869",94051098,2.8,3.3,1,"0,515x0,495x0,14",null,0.035]
[53787,"TITAN 3","LED-2L43B07KN94/PC09 HF 4000*",58,"IP44",5444,"1","Pc","8591728537876",94051098,2.9,3.4,1,"0,515x0,495x0,14",null,0.035]
[53290,"TITAN 3","LED-1L15B07KN94/PM09 3000*",29,"IP44",2922,"1","Pc","8591728532901",94051098,2.8,3.3,1,"0,515x0,495x0,14",null,0.035]
[53291,"TITAN 3","LED-1L16B07KN94/PM09 3000*",36,"IP44",3197,"1","Pc","8591728532918",94051098,2.8,3.3,1,"0,515x0,495x0,14",null,0.035]
[53294,"TITAN 3","LED-2L43B07KN94/PM09 2/1 3000*",58,"IP44",5317,"1","Pc","8591728532949",94051098,2.9,3.4,1,"0,515x0,495x0,14",null,0.035]
[53295,"TITAN 3","LED-1L16B07KN94/PM09 1-10V 3000*",36,"IP44",4472,"1","Pc","8591728532956",94051098,2.8,3.3,1,"0,515x0,495x0,14",null,0.035]
[53298,"TITAN 3","LED-2L43B07KN94/PM09 DALI 3000*",58,"IP44",6799,"1","Pc","8591728532987",94051098,2.9,3.4,1,"0,515x0,495x0,14",null,0.035]
[53299,"TITAN 3","LED-1L16B07KN94/PM09 HF 3000*",36,"IP44",3722,"1","Pc","8591728532994",94051098,2.8,3.3,1,"0,515x0,495x0,14",null,0.035]
[53790,"TITAN 3","LED-1L15B07KN94/PM09 4000*",29,"IP44",2922,"1","Pc","8591728537906",94051098,2.8,3.3,1,"0,515x0,495x0,14",null,0.035]
[53791,"TITAN 3","LED-1L16B07KN94/PM09 4000*",36,"IP44",3197,"1","Pc","8591728537913",94051098,2.8,3.3,1,"0,515x0,495x0,14",null,0.035]
[53794,"TITAN 3","LED-2L43B07KN94/PM09 2/1 4000*",58,"IP44",5317,"1","Pc","8591728537944",94051098,2.9,3.4,1,"0,515x0,495x0,14",null,0.035]
[53795,"TITAN 3","LED-1L16B07KN94/PM09 1-10V 4000*",36,"IP44",4472,"1","Pc","8591728537951",94051098,2.8,3.3,1,"0,515x0,495x0,14",null,0.035]
[53798,"TITAN 3","LED-2L43B07KN94/PM09 DALI 4000*",58,"IP44",6799,"1","Pc","8591728537982",94051098,2.9,3.4,1,"0,515x0,495x0,14",null,0.035]
[53799,"TITAN 3","LED-1L16B07KN94/PM09 HF 4000*",36,"IP44",3722,"1","Pc","8591728537999",94051098,2.8,3.3,1,"0,515x0,495x0,14",null,0.035]
[53802,"TITAN 3","LED-2L43B07KN94/PM09/NK1W 4000*",58,"IP44",6536,"1","Pc","8591728538026",94051098,2.9,3.4,1,"0,515x0,495x0,14",null,0.035]
[53305,"TITAN 4","LED-8L11B07KN10/PM10 3000*",58,"IP44",6624,"1","Pc","8591728533052",94051098,5.1,6.5,1,"0,68x0,17x0,69",null,0.08]
[53309,"TITAN 4","LED-8L12B07KN10/PM10 DALI 3000*",76,"IP44",11233,"1","Pc","8591728533090",94051098,5.8,7.2,1,"0,68x0,17x0,69",null,0.08]
[53805,"TITAN 4","LED-8L11A07KN10/PM10 4000*",58,"IP44",6624,"1","Pc","8591728538057",94051098,5.1,6.5,1,"0,68x0,17x0,69",null,0.08]
[53310,"TITAN 5","LED-8L12B07KN11/PM11 3000*",76,"IP44",10524,"1","Pc","8591728533106",94051098,9.5,12.2,1,"0,95x0,23x0,94",null,0.205]
[53311,"TITAN 5","LED-8L13B07KN11/PM11 3000*",114,"IP44",12789,"1","Pc","8591728533113",94051098,9.9,12.6,1,"0,95x0,23x0,94",null,0.205]
[53314,"TITAN 5","LED-8L13B07KN11/PM11 DALI 3000*",114,"IP44",16781,"1","Pc","8591728533144",94051098,9.9,12.6,1,"0,95x0,23x0,94",null,0.205]
[53810,"TITAN 5","LED-8L12B07KN11/PM11 4000*",76,"IP44",10524,"1","Pc","8591728538101",94051098,9.5,12.2,1,"0,95x0,23x0,94",null,0.205]
[53813,"TITAN 5","LED-8L13B07KN11/PM11 1-10V 4000*",114,"IP44",17889,"1","Pc","8591728538132",94051098,9.9,12.6,1,"0,95x0,23x0,94",null,0.205]
[53814,"TITAN 5","LED-8L13B07KN11/PM11 DALI 4000*",114,"IP44",16781,"1","Pc","8591728538149",94051098,9.9,12.6,1,"0,95x0,23x0,94",null,0.205]
[53317,"DELIA 1","LED-1L14B07KN62/PC22 1-10V 3000*",20,"IP44",2711,"1","Pc","8591728533175",94051098,1.1,1.3,1,"0,31x0,31x0,10",null,0.009]
[53318,"DELIA 1","LED-1L14B07KN62/PC22 DALI 3000*",20,"IP44",3034,"1","Pc","8591728533182",94051098,1.1,1.3,1,"0,31x0,31x0,10",null,0.009]
[53321,"DELIA 1","LED-1L13B07KN62/PC22/NK1W 3000*",15,"IP44",3619,"1","Pc","8591728533212",94051098,1,1.2,1,"0,31x0,31x0,10",null,0.009]
[53322,"DELIA 1","LED-1L14B07KN62/PC22/NK1W 3000*",20,"IP44",3782,"1","Pc","8591728533229",94051098,1.1,1.3,1,"0,31x0,31x0,10",null,0.009]
[53816,"DELIA 1","LED-1L14B07KN62/PC22 4000*",20,"IP44",2061,"1","Pc","8591728538163",94051098,1.1,1.3,1,"0,31x0,31x0,10",null,0.009]
[53817,"DELIA 1","LED-1L14B07KN62/PC22 1-10V 4000*",20,"IP44",2711,"1","Pc","8591728538170",94051098,1.1,1.3,1,"0,31x0,31x0,10",null,0.009]
[53820,"DELIA 1","LED-1L14B07KN62/PC22 HF 4000*",20,"IP44",2586,"1","Pc","8591728538200",94051098,1.1,1.3,1,"0,31x0,31x0,10",null,0.009]
[53821,"DELIA 1","LED-1L13B07KN62/PC22/NK1W 4000*",15,"IP44",3619,"1","Pc","8591728538217",94051098,1,1.2,1,"0,31x0,31x0,10",null,0.009]
[53824,"DELIA 1","LED-1L14B07KN62/PC22/NK1W HF 4000*",20,"IP44",4307,"1","Pc","8591728538248",94051098,1.1,1.3,1,"0,31x0,31x0,10",null,0.009]
[53325,"DELIA 1","LED-1L13B07KN62/PM22 3000*",15,"IP44",1835,"1","Pc","8591728533250",94051098,1,1.2,1,"0,31x0,31x0,10",null,0.009]
[53328,"DELIA 1","LED-1L14B07KN62/PM22 DALI 3000*",20,"IP44",2970,"1","Pc","8591728533281",94051098,1.1,1.3,1,"0,31x0,31x0,10",null,0.009]
[53329,"DELIA 1","LED-1L13B07KN62/PM22 HF 3000*",15,"IP44",2360,"1","Pc","8591728533298",94051098,1,1.2,1,"0,31x0,31x0,10",null,0.009]
[53332,"DELIA 1","LED-1L14B07KN62/PM22/NK1W 3000*",20,"IP44",3718,"1","Pc","8591728533328",94051098,1.1,1.3,1,"0,31x0,31x0,10",null,0.009]
[53334,"DELIA 1","LED-1L14B07KN62/PM22/NK1W HF 3000*",20,"IP44",4243,"1","Pc","8591728533342",94051098,1.1,1.3,1,"0,31x0,31x0,10",null,0.009]
[53827,"DELIA 1","LED-1L14B07KN62/PM22 1-10V 4000*",20,"IP44",2647,"1","Pc","8591728538279",94051098,1.1,1.3,1,"0,31x0,31x0,10",null,0.009]
[53828,"DELIA 1","LED-1L14B07KN62/PM22 DALI 4000*",20,"IP44",2970,"1","Pc","8591728538286",94051098,1.1,1.3,1,"0,31x0,31x0,10",null,0.009]
[53831,"DELIA 1","LED-1L13B07KN62/PM22/NK1W 4000*",15,"IP44",3555,"1","Pc","8591728538316",94051098,1,1.2,1,"0,31x0,31x0,10",null,0.009]
[53832,"DELIA 1","LED-1L14B07KN62/PM22/NK1W 4000*",20,"IP44",3718,"1","Pc","8591728538323",94051098,1.1,1.3,1,"0,31x0,31x0,10",null,0.009]
[53335,"DELIA 2","LED-1L14B07KN83/PC23 3000*",20,"IP44",2442,"1","Pc","8591728533359",94051098,1.6,2,1,"0,41x0,41x0,09",null,0.015]
[53336,"DELIA 2","LED-1L15B07KN83/PC23 3000*",29,"IP44",2823,"1","Pc","8591728533366",94051098,1.8,2.2,1,"0,41x0,41x0,09",null,0.015]
[53339,"DELIA 2","LED-1L16B07KN83/PC23 2/1 3000*",36,"IP44",3496,"1","Pc","8591728533397",94051098,1.8,2.2,1,"0,41x0,41x0,09",null,0.015]
[53341,"DELIA 2","LED-1L16B07KN83/PC23 DALI 3000*",36,"IP44",4096,"1","Pc","8591728533410",94051098,1.8,2.2,1,"0,41x0,41x0,09",null,0.015]
[53344,"DELIA 2","LED-1L15B07KN83/PC23/NK1W 3000*",29,"IP44",4486,"1","Pc","8591728533441",94051098,1.8,2.2,1,"0,41x0,41x0,09",null,0.015]
[53345,"DELIA 2","LED-1L16B07KN83/PC23/NK1W 3000*",36,"IP44",4819,"1","Pc","8591728533458",94051098,1.8,2.2,1,"0,41x0,41x0,09",null,0.015]
[53837,"DELIA 2","LED-1L16B07KN83/PC23 4000*",36,"IP44",3098,"1","Pc","8591728538378",94051098,1.8,2.2,1,"0,41x0,41x0,09",null,0.015]
[53838,"DELIA 2","LED-1L15B07KN83/PC23 2/1 4000*",29,"IP44",2998,"1","Pc","8591728538385",94051098,1.8,2.2,1,"0,41x0,41x0,09",null,0.015]
[53841,"DELIA 2","LED-1L16B07KN83/PC23 DALI 4000*",36,"IP44",4096,"1","Pc","8591728538415",94051098,1.8,2.2,1,"0,41x0,41x0,09",null,0.015]
[53842,"DELIA 2","LED-1L15B07KN83/PC23 HF 4000*",29,"IP44",3348,"1","Pc","8591728538422",94051098,1.8,2.2,1,"0,41x0,41x0,09",null,0.015]
[53845,"DELIA 2","LED-1L16B07KN83/PC23/NK1W 4000*",36,"IP44",4819,"1","Pc","8591728538453",94051098,1.8,2.2,1,"0,41x0,41x0,09",null,0.015]
[53346,"DELIA 2","LED-1L14B07KN83/PM23 3000*",20,"IP44",2343,"1","Pc","8591728533465",94051098,1.6,2,1,"0,41x0,41x0,09",null,0.015]
[53350,"DELIA 2","LED-1L16B07KN83/PM23 2/1 3000*",36,"IP44",3397,"1","Pc","8591728533502",94051098,1.8,2.2,1,"0,41x0,41x0,09",null,0.015]
[53351,"DELIA 2","LED-1L16B07KN83/PM23 1-10V 3000*",36,"IP44",4274,"1","Pc","8591728533519",94051098,1.8,2.2,1,"0,41x0,41x0,09",null,0.015]
[53354,"DELIA 2","LED-1L16B07KN83/PM23 HF 3000*",36,"IP44",3524,"1","Pc","8591728533540",94051098,1.8,2.2,1,"0,41x0,41x0,09",null,0.015]
[53355,"DELIA 2","LED-1L15B07KN83/PM23/NK1W 3000*",29,"IP44",4387,"1","Pc","8591728533557",94051098,1.8,2.2,1,"0,41x0,41x0,09",null,0.015]
[53847,"DELIA 2","LED-1L15B07KN83/PM23 4000*",29,"IP44",2724,"1","Pc","8591728538477",94051098,1.8,2.2,1,"0,41x0,41x0,09",null,0.015]
[53848,"DELIA 2","LED-1L16B07KN83/PM23 4000*",36,"IP44",2999,"1","Pc","8591728538484",94051098,1.8,2.2,1,"0,41x0,41x0,09",null,0.015]
[53851,"DELIA 2","LED-1L16B07KN83/PM23 1-10V 4000*",36,"IP44",4274,"1","Pc","8591728538514",94051098,1.8,2.2,1,"0,41x0,41x0,09",null,0.015]
[53852,"DELIA 2","LED-1L16B07KN83/PM23 DALI 4000*",36,"IP44",3997,"1","Pc","8591728538521",94051098,1.8,2.2,1,"0,41x0,41x0,09",null,0.015]
[53855,"DELIA 2","LED-1L15B07KN83/PM23/NK1W 4000*",29,"IP44",4387,"1","Pc","8591728538552",94051098,1.8,2.2,1,"0,41x0,41x0,09",null,0.015]
[53856,"DELIA 2","LED-1L16B07KN83/PM23/NK1W 4000*",36,"IP44",4720,"1","Pc","8591728538569",94051098,1.8,2.2,1,"0,41x0,41x0,09",null,0.015]
[53362,"DELIA 3","LED-1L16B07KN94/PC24 2/1 3000*",36,"IP44",3877,"1","Pc","8591728533625",94051098,2.8,3.2,1,"0,51x0,51x0,09",null,0.023]
[53363,"DELIA 3","LED-2L43B07KN94/PC24 2/1 3000*",58,"IP44",5599,"1","Pc","8591728533632",94051098,2.8,3.2,1,"0,51x0,51x0,09",null,0.023]
[53366,"DELIA 3","LED-2L43B07KN94/PC24 1-10V 3000*",58,"IP44",7635,"1","Pc","8591728533663",94051098,2.8,3.2,1,"0,51x0,51x0,09",null,0.023]
[53367,"DELIA 3","LED-2L43B07KN94/PC24 DALI 3000*",58,"IP44",7081,"1","Pc","8591728533670",94051098,2.8,3.2,1,"0,51x0,51x0,09",null,0.023]
[53370,"DELIA 3","LED-1L16B07KN94/PC24/NK1W 3000*",36,"IP44",5200,"1","Pc","8591728533700",94051098,2.8,3.2,1,"0,51x0,51x0,09",null,0.023]
[53371,"DELIA 3","LED-2L43B07KN94/PC24/NK1W 3000*",58,"IP44",6818,"1","Pc","8591728533717",94051098,2.8,3.2,1,"0,51x0,51x0,09",null,0.023]
[53861,"DELIA 3","LED-2L43B07KN94/PC24 4000*",58,"IP44",5084,"1","Pc","8591728538613",94051098,2.8,3.2,1,"0,51x0,51x0,09",null,0.023]
[53862,"DELIA 3","LED-1L16B07KN94/PC24 2/1 4000*",36,"IP44",3877,"1","Pc","8591728538620",94051098,2.8,3.2,1,"0,51x0,51x0,09",null,0.023]
[53865,"DELIA 3","LED-1L16B07KN94/PC24 DALI 4000*",36,"IP44",4477,"1","Pc","8591728538651",94051098,2.8,3.2,1,"0,51x0,51x0,09",null,0.023]
[53866,"DELIA 3","LED-2L43B07KN94/PC24 1-10V 4000*",58,"IP44",7635,"1","Pc","8591728538668",94051098,2.8,3.2,1,"0,51x0,51x0,09",null,0.023]
[53870,"DELIA 3","LED-1L16B07KN94/PC24/NK1W 4000*",36,"IP44",5200,"1","Pc","8591728538705",94051098,2.8,3.2,1,"0,51x0,51x0,09",null,0.023]
[53871,"DELIA 3","LED-2L43B07KN94/PC24/NK1W 4000*",58,"IP44",6818,"1","Pc","8591728538712",94051098,2.8,3.2,1,"0,51x0,51x0,09",null,0.023]
[53374,"DELIA 3","LED-2L43B07KN94/PM24 3000*",58,"IP44",4953,"1","Pc","8591728533748",94051098,2.8,3.2,1,"0,51x0,51x0,09",null,0.023]
[53375,"DELIA 3","LED-1L16B07KN94/PM24 2/1 3000*",36,"IP44",3746,"1","Pc","8591728533755",94051098,2.8,3.2,1,"0,51x0,51x0,09",null,0.023]
[53378,"DELIA 3","LED-1L16B07KN94/PM24 DALI 3000*",36,"IP44",4346,"1","Pc","8591728533786",94051098,2.8,3.2,1,"0,51x0,51x0,09",null,0.023]
[53379,"DELIA 3","LED-2L43B07KN94/PM24 1-10V 3000*",58,"IP44",7504,"1","Pc","8591728533793",94051098,2.8,3.2,1,"0,51x0,51x0,09",null,0.023]
[53382,"DELIA 3","LED-2L43B07KN94/PM24 HF 3000*",58,"IP44",5478,"1","Pc","8591728533823",94051098,2.8,3.2,1,"0,51x0,51x0,09",null,0.023]
[53383,"DELIA 3","LED-1L16B07KN94/PM24/NK1W 3000*",36,"IP44",5069,"1","Pc","8591728533830",94051098,2.8,3.2,1,"0,51x0,51x0,09",null,0.023]
[53872,"DELIA 3","LED-1L15B07KN94/PM24 4000*",29,"IP44",3073,"1","Pc","8591728538729",94051098,2.6,3,1,"0,51x0,51x0,09",null,0.023]
[53875,"DELIA 3","LED-1L16B07KN94/PM24 2/1 4000*",36,"IP44",3746,"1","Pc","8591728538750",94051098,2.8,3.2,1,"0,51x0,51x0,09",null,0.023]
[53878,"DELIA 3","LED-1L16B07KN94/PM24 DALI 4000*",36,"IP44",4346,"1","Pc","8591728538781",94051098,2.8,3.2,1,"0,51x0,51x0,09",null,0.023]
[53879,"DELIA 3","LED-2L43B07KN94/PM24 1-10V 4000*",58,"IP44",7504,"1","Pc","8591728538798",94051098,2.8,3.2,1,"0,51x0,51x0,09",null,0.023]
[53882,"DELIA 3","LED-2L43B07KN94/PM24 HF 4000*",58,"IP44",5478,"1","Pc","8591728538828",94051098,2.8,3.2,1,"0,51x0,51x0,09",null,0.023]
[53883,"DELIA 3","LED-1L16B07KN94/PM24/NK1W 4000*",36,"IP44",5069,"1","Pc","8591728538835",94051098,2.8,3.2,1,"0,51x0,51x0,09",null,0.023]
[53386,"DELIA 4","LED-8L12B07KN10/PM25 3000*",76,"IP44",8479,"1","Pc","8591728533861",94051098,5.8,7.2,1,"0,68x0,17x0,69",null,0.08]
[53388,"DELIA 4","LED-8L12B07KN10/PM25 1-10V 3000*",76,"IP44",12304,"1","Pc","8591728533885",94051098,5.8,7.2,1,"0,68x0,17x0,69",null,0.08]
[53886,"DELIA 4","LED-8L12B07KN10/PM25 4000*",76,"IP44",8479,"1","Pc","8591728538866",94051098,5.8,7.2,1,"0,68x0,17x0,69",null,0.08]
[53889,"DELIA 4","LED-8L12B07KN10/PM25 DALI 4000*",76,"IP44",11473,"1","Pc","8591728538897",94051098,5.8,7.2,1,"0,68x0,17x0,69",null,0.08]
[53392,"DELIA 5","LED-8L13/1L16B07KN11/PM26 3000*",150,"IP44",15121,"1","Pc","8591728533922",94051098,9.9,12.6,1,"0,95x0,23x0,94",null,0.205]
[53393,"DELIA 5","LED-8L13B07KN11/PM26 1-10V 3000*",114,"IP44",18303,"1","Pc","8591728533939",94051098,9.9,12.6,1,"0,95x0,23x0,94",null,0.205]
[53891,"DELIA 5","LED-8L13B07KN11/PM26 4000*",114,"IP44",13203,"1","Pc","8591728538910",94051098,9.9,12.6,1,"0,95x0,23x0,94",null,0.205]
[53892,"DELIA 5","LED-8L13/1L16B07KN11/PM26 4000*",150,"IP44",15121,"1","Pc","8591728538927",94051098,9.9,12.6,1,"0,95x0,23x0,94",null,0.205]
[53395,"ELISA","LED-1L42B07NU43/PC43 3000*",20,"IP44",2544,"1","Pc","8591728533953",94051098]
[53396,"ELISA","LED-1L43B07NU43/PC43 3000*",29,"IP44",3076,"1","Pc","8591728533960",94051098]
[53399,"ELISA","LED-1L43B07NU43/PC43 DALI 3000*",29,"IP44",4074,"1","Pc","8591728533991",94051098]
[53400,"ELISA","LED-1L43B07NU43/PC43 HF 3000*",29,"IP44",3601,"1","Pc","8591728534004",94051098]
[53895,"ELISA","LED-1L42B07NU43/PC43 4000*",20,"IP44",2544,"1","Pc","8591728538958",94051098]
[53898,"ELISA","LED-1L43B07NU43/PC43 1-10V 4000*",29,"IP44",4351,"1","Pc","8591728538989",94051098]
[53900,"ELISA","LED-1L43B07NU43/PC43 HF 4000*",29,"IP44",3601,"1","Pc","8591728539009",94051098]
[53901,"ELISA","LED-1L43B07NU43/PC43/NK1W 4000*",29,"IP44",4808,"1","Pc","8591728539016",94051098]
[53406,"TILIA 1","LED-1L32B07NU2/PC32 3000*",25,"IP44",2625,"1","Pc","8591728534066",94051098,1.5,1.8,1,"0,31x0,31x0,10",null,0.01]
[53407,"TILIA 1","LED-1L32B07NU2/PC32 2/1 3000*",25,"IP44",2950,"1","Pc","8591728534073",94051098,1.5,1.8,1,"0,31x0,31x0,10",null,0.01]
[53410,"TILIA 1","LED-1L14B07NU2/PC32 HF 3000*",20,"IP44",2912,"1","Pc","8591728534103",94051098,1.3,1.6,1,"0,31x0,31x0,10",null,0.01]
[53411,"TILIA 1","LED-1L32B07NU2/PC32 HF 3000*",25,"IP44",3150,"1","Pc","8591728534110",94051098,1.5,1.8,1,"0,31x0,31x0,10",null,0.01]
[53905,"TILIA 1","LED-1L14B07NU2/PC32 4000*",20,"IP44",2387,"1","Pc","8591728539054",94051098,1.3,1.6,1,"0,31x0,31x0,10",null,0.01]
[53906,"TILIA 1","LED-1L32B07NU2/PC32 4000*",25,"IP44",2625,"1","Pc","8591728539061",94051098,1.5,1.8,1,"0,31x0,31x0,10",null,0.01]
[53910,"TILIA 1","LED-1L14B07NU2/PC32 HF 4000*",20,"IP44",2912,"1","Pc","8591728539108",94051098,1.3,1.6,1,"0,31x0,31x0,10",null,0.01]
[53911,"TILIA 1","LED-1L32B07NU2/PC32 HF 4000*",25,"IP44",3150,"1","Pc","8591728539115",94051098,1.5,1.8,1,"0,31x0,31x0,10",null,0.01]
[53414,"TILIA 1","LED-1L14B07NU2/PM32 3000*",20,"IP44",2323,"1","Pc","8591728534141",94051098,1.3,1.6,1,"0,31x0,31x0,10",null,0.01]
[53415,"TILIA 1","LED-1L32B07NU2/PM32 3000*",25,"IP44",2561,"1","Pc","8591728534158",94051098,1.5,1.8,1,"0,31x0,31x0,10",null,0.01]
[53417,"TILIA 1","LED-1L32B07NU2/PM32 DALI 3000*",25,"IP44",3534,"1","Pc","8591728534172",94051098,1.5,1.8,1,"0,31x0,31x0,10",null,0.01]
[53418,"TILIA 1","LED-1L14B07NU2/PM32 HF 3000*",20,"IP44",2848,"1","Pc","8591728534189",94051098,1.3,1.6,1,"0,31x0,31x0,10",null,0.01]
[53421,"TILIA 1","LED-1L32B07NU2/PM32/NK1W 3000*",25,"IP44",4282,"1","Pc","8591728534219",94051098,1.5,1.8,1,"0,31x0,31x0,10",null,0.01]
[53914,"TILIA 1","LED-1L14B07NU2/PM32 4000*",20,"IP44",2323,"1","Pc","8591728539146",94051098,1.3,1.6,1,"0,31x0,31x0,10",null,0.01]
[53916,"TILIA 1","LED-1L32B07NU2/PM32 1-10V 4000*",25,"IP44",3211,"1","Pc","8591728539160",94051098,1.5,1.8,1,"0,31x0,31x0,10",null,0.01]
[53919,"TILIA 1","LED-1L32B07NU2/PM32 HF 4000*",25,"IP44",3500,"1","Pc","8591728539191",94051098,1.5,1.8,1,"0,31x0,31x0,10",null,0.01]
[53921,"TILIA 1","LED-1L32B07NU2/PM32/NK1W 4000*",25,"IP44",4282,"1","Pc","8591728539214",94051098,1.5,1.8,1,"0,31x0,31x0,10",null,0.01]
[53422,"TILIA 2","LED-1L32B07NU3/PC33 3000*",25,"IP44",3014,"1","Pc","8591728534226",94051098,2.2,2.5,1,"0,41x0,41x0,09",null,0.015]
[53425,"TILIA 2","LED-1L33B07NU3/PC33 2/1 3000*",36,"IP44",4227,"1","Pc","8591728534257",94051098,2.2,2.5,1,"0,41x0,41x0,09",null,0.015]
[53426,"TILIA 2","LED-1L33B07NU3/PC33 1-10V 3000*",36,"IP44",4827,"1","Pc","8591728534264",94051098,2.2,2.5,1,"0,41x0,41x0,09",null,0.015]
[53429,"TILIA 2","LED-1L33B07NU3/PC33 HF 3000*",36,"IP44",4077,"1","Pc","8591728534295",94051098,2.2,2.5,1,"0,41x0,41x0,09",null,0.015]
[53430,"TILIA 2","LED-1L32B07NU3/PC33/NK1W 3000*",25,"IP44",4735,"1","Pc","8591728534301",94051098,2.2,2.5,1,"0,41x0,41x0,09",null,0.015]
[53923,"TILIA 2","LED-1L33B07NU3/PC33 4000*",36,"IP44",3552,"1","Pc","8591728539238",94051098,2.2,2.5,1,"0,41x0,41x0,09",null,0.015]
[53924,"TILIA 2","LED-1L32B07NU3/PC33 2/1 4000*",25,"IP44",3339,"1","Pc","8591728539245",94051098,2.2,2.5,1,"0,41x0,41x0,09",null,0.015]
[53926,"TILIA 2","LED-1L33B07NU3/PC33 1-10V 4000*",36,"IP44",4827,"1","Pc","8591728539269",94051098,2.2,2.5,1,"0,41x0,41x0,09",null,0.015]
[53929,"TILIA 2","LED-1L33B07NU3/PC33 HF 4000*",36,"IP44",4077,"1","Pc","8591728539290",94051098,2.2,2.5,1,"0,41x0,41x0,09",null,0.015]
[53432,"TILIA 2","LED-1L32B07NU3/PM33 3000*",25,"IP44",2914,"1","Pc","8591728534325",94051098,2.2,2.5,1,"0,41x0,41x0,09",null,0.015]
[53433,"TILIA 2","LED-1L33B07NU3/PM33 3000*",36,"IP44",3452,"1","Pc","8591728534332",94051098,2.2,2.5,1,"0,41x0,41x0,09",null,0.015]
[53436,"TILIA 2","LED-1L33B07NU3/PM33 1-10V 3000*",36,"IP44",4727,"1","Pc","8591728534363",94051098,2.2,2.5,1,"0,41x0,41x0,09",null,0.015]
[53437,"TILIA 2","LED-1L33B07NU3/PM33 DALI 3000*",36,"IP44",4450,"1","Pc","8591728534370",94051098,2.2,2.5,1,"0,41x0,41x0,09",null,0.015]
[53440,"TILIA 2","LED-1L32B07NU3/PM33/NK1W 3000*",25,"IP44",4635,"1","Pc","8591728534400",94051098,2.2,2.5,1,"0,41x0,41x0,09",null,0.015]
[53441,"TILIA 2","LED-1L33B07NU3/PM33/NK1W 3000*",36,"IP44",5172,"1","Pc","8591728534417",94051098,2.2,2.5,1,"0,41x0,41x0,09",null,0.015]
[53934,"TILIA 2","LED-1L32B07NU3/PM33 2/1 4000*",25,"IP44",3239,"1","Pc","8591728539344",94051098,2.2,2.5,1,"0,41x0,41x0,09",null,0.015]
[53935,"TILIA 2","LED-1L33B07NU3/PM33 2/1 4000*",36,"IP44",4127,"1","Pc","8591728539351",94051098,2.2,2.5,1,"0,41x0,41x0,09",null,0.015]
[53938,"TILIA 2","LED-1L32B07NU3/PM33 HF 4000*",25,"IP44",3439,"1","Pc","8591728539382",94051098,2.2,2.5,1,"0,41x0,41x0,09",null,0.015]
[53940,"TILIA 2","LED-1L32B07NU3/PM33/NK1W 4000*",25,"IP44",4635,"1","Pc","8591728539405",94051098,2.2,2.5,1,"0,41x0,41x0,09",null,0.015]
[53446,"IMAGO","LED-2L32B07NU45/PC45 3000*",49,"IP44",4944,"1","Pc","8591728534462",94051098]
[53447,"IMAGO","LED-2L32B07NU45/PC45 1-10V 3000*",49,"IP44",6244,"1","Pc","8591728534479",94051098]
[53450,"IMAGO","LED-2L32B07NU45/PC45 HF 3000*",49,"IP44",5469,"1","Pc","8591728534509",94051098]
[53451,"IMAGO","LED-2L14B07NU45/PC45/NK1W 3000*",40,"IP44",6131,"1","Pc","8591728534516",94051098]
[53946,"IMAGO","LED-2L32B07NU45/PC45 4000*",49,"IP44",4944,"1","Pc","8591728539467",94051098]
[53947,"IMAGO","LED-2L32B07NU45/PC45 1-10V 4000*",49,"IP44",6244,"1","Pc","8591728539474",94051098]
[53950,"IMAGO","LED-2L32B07NU45/PC45 HF 4000*",49,"IP44",5469,"1","Pc","8591728539504",94051098]
[53952,"IMAGO","LED-2L32B07NU45/PC45/NK1W 4000*",49,"IP44",6607,"1","Pc","8591728539528",94051098]
[53455,"IMAGO","LED-2L32B07NU45/PM45 1-10V 3000*",49,"IP44",6101,"1","Pc","8591728534554",94051098]
[53456,"IMAGO","LED-2L32B07NU45/PM45 DALI 3000*",49,"IP44",6747,"1","Pc","8591728534561",94051098]
[53459,"IMAGO","LED-2L14B07NU45/PM45/NK1W 3000*",40,"IP44",5988,"1","Pc","8591728534592",94051098]
[53460,"IMAGO","LED-2L32B07NU45/PM45/NK1W 3000*",49,"IP44",6464,"1","Pc","8591728534608",94051098]
[53955,"IMAGO","LED-2L32B07NU45/PM45 1-10V 4000*",49,"IP44",6101,"1","Pc","8591728539559",94051098]
[53956,"IMAGO","LED-2L32B07NU45/PM45 DALI 4000*",49,"IP44",6747,"1","Pc","8591728539566",94051098]
[53959,"IMAGO","LED-2L14B07NU45/PM45/NK1W 4000*",40,"IP44",5988,"1","Pc","8591728539597",94051098]
[53960,"IMAGO","LED-2L32B07NU45/PM45/NK1W 4000*",49,"IP44",6464,"1","Pc","8591728539603",94051098]
[50306,"VICIA","LED-6L02A10KNX83/PM48 DALI 3000*",43,"IP20",4916,"1","Pc","8591728503062",94051098,2.1,2.5,1,"0,51x0,51x0,09",null,0.023]
[50307,"VICIA","LED-6L02A10KNX83/PM48 HF 3000*",43,"IP20",4544,"1","Pc","8591728503079",94051098,2.1,2.5,1,"0,51x0,51x0,09",null,0.023]
[50806,"VICIA","LED-6L02A10KNX83/PM48 DALI 4000*",43,"IP20",4916,"1","Pc","8591728508067",94051098,2.1,2.5,1,"0,51x0,51x0,09",null,0.023]
[50807,"VICIA","LED-6L02A10KNX83/PM48 HF 4000*",43,"IP20",4544,"1","Pc","8591728508074",94051098,2.1,2.5,1,"0,51x0,51x0,09",null,0.023]
[51001,"ISIS 3","LED-5L02A10Z11/PE3/a2 B 3000*",37,"IP40",5052,"1","Pc","8591728510015",94051098,3.3,4.4,2,"0,405x0,405x0,41","0,21x0,165x0,60",0.087]
[51002,"ISIS 3","LED-5L02A10Z11/PE3/a3 B 3000*",37,"IP40",5087,"1","Pc","8591728510022",94051098,3.4,4.5,2,"0,405x0,405x0,41","0,21x0,165x0,80",0.095]
[51500,"ISIS 3","LED-5L02A10Z11/PE3/a1 B 4000*",37,"IP40",4995,"1","Pc","8591728515003",94051098,3.2,4.3,2,"0,405x0,405x0,41","0,21x0,165x0,40",0.08]
[51501,"ISIS 3","LED-5L02A10Z11/PE3/a2 B 4000*",37,"IP40",5052,"1","Pc","8591728515010",94051098,3.3,4.4,2,"0,405x0,405x0,41","0,21x0,165x0,60",0.087]
[51504,"ISIS 3","LED-5L02A10Z11/PE3/a5 B 4000*",37,"IP40",5150,"1","Pc","8591728515041",94051098,3.5,4.6,2,"0,405x0,405x0,41","0,21x0,165x1,20",0.11]
[51017,"ISIS 3","LED-5L02A10Z11/PE3/a3 MS 3000*",37,"IP40",6035,"1","Pc","8591728510176",94051098,3.4,4.5,2,"0,405x0,405x0,41","0,21x0,165x0,80",0.095]
[51018,"ISIS 3","LED-5L02A10Z11/PE3/a4 MS 3000*",37,"IP40",6110,"1","Pc","8591728510183",94051098,3.4,4.5,2,"0,405x0,405x0,41","0,21x0,165x1,00",0.103]
[51019,"ISIS 3","LED-5L02A10Z11/PE3/a5 MS 3000*",37,"IP40",6176,"1","Pc","8591728510190",94051098,3.5,4.6,2,"0,405x0,405x0,41","0,21x0,165x1,20",0.11]
[51515,"ISIS 3","LED-5L02A10Z11/PE3/a1 MS 4000*",37,"IP40",5819,"1","Pc","8591728515157",94051098,3.2,4.3,2,"0,405x0,405x0,41","0,21x0,165x0,40",0.08]
[51516,"ISIS 3","LED-5L02A10Z11/PE3/a2 MS 4000*",37,"IP40",5944,"1","Pc","8591728515164",94051098,3.3,4.4,2,"0,405x0,405x0,41","0,21x0,165x0,60",0.087]
[51517,"ISIS 3","LED-5L02A10Z11/PE3/a3 MS 4000*",37,"IP40",6035,"1","Pc","8591728515171",94051098,3.4,4.5,2,"0,405x0,405x0,41","0,21x0,165x0,80",0.095]
[51518,"ISIS 3","LED-5L02A10Z11/PE3/a4 MS 4000*",37,"IP40",6110,"1","Pc","8591728515188",94051098,3.4,4.5,2,"0,405x0,405x0,41","0,21x0,165x1,00",0.103]
[51519,"ISIS 3","LED-5L02A10Z11/PE3/a5 MS 4000*",37,"IP40",6176,"1","Pc","8591728515195",94051098,3.5,4.6,2,"0,405x0,405x0,41","0,21x0,165x1,20",0.11]
[51030,"ISIS 3","LED-5L02A10Z11/PE3/a1 NL 3000*",37,"IP40",5359,"1","Pc","8591728510305",94051098,3.2,4.3,2,"0,405x0,405x0,41","0,21x0,165x0,40",0.08]
[51031,"ISIS 3","LED-5L02A10Z11/PE3/a2 NL 3000*",37,"IP40",5413,"1","Pc","8591728510312",94051098,3.3,4.4,2,"0,405x0,405x0,41","0,21x0,165x0,60",0.087]
[51032,"ISIS 3","LED-5L02A10Z11/PE3/a3 NL 3000*",37,"IP40",5466,"1","Pc","8591728510329",94051098,3.4,4.5,2,"0,405x0,405x0,41","0,21x0,165x0,80",0.095]
[51033,"ISIS 3","LED-5L02A10Z11/PE3/a4 NL 3000*",37,"IP40",5511,"1","Pc","8591728510336",94051098,3.4,4.5,2,"0,405x0,405x0,41","0,21x0,165x1,00",0.103]
[51034,"ISIS 3","LED-5L02A10Z11/PE3/a5 NL 3000*",37,"IP40",5586,"1","Pc","8591728510343",94051098,3.5,4.6,2,"0,405x0,405x0,41","0,21x0,165x1,20",0.11]
[51530,"ISIS 3","LED-5L02A10Z11/PE3/a1 NL 4000*",37,"IP40",5359,"1","Pc","8591728515300",94051098,3.2,4.3,2,"0,405x0,405x0,41","0,21x0,165x0,40",0.08]
[51531,"ISIS 3","LED-5L02A10Z11/PE3/a2 NL 4000*",37,"IP40",5413,"1","Pc","8591728515317",94051098,3.3,4.4,2,"0,405x0,405x0,41","0,21x0,165x0,60",0.087]
[51532,"ISIS 3","LED-5L02A10Z11/PE3/a3 NL 4000*",37,"IP40",5466,"1","Pc","8591728515324",94051098,3.4,4.5,2,"0,405x0,405x0,41","0,21x0,165x0,80",0.095]
[51533,"ISIS 3","LED-5L02A10Z11/PE3/a4 NL 4000*",37,"IP40",5511,"1","Pc","8591728515331",94051098,3.4,4.5,2,"0,405x0,405x0,41","0,21x0,165x1,00",0.103]
[51534,"ISIS 3","LED-5L02A10Z11/PE3/a5 NL 4000*",37,"IP40",5586,"1","Pc","8591728515348",94051098,3.5,4.6,2,"0,405x0,405x0,41","0,21x0,165x1,20",0.11]
[51045,"ISIS 3","LED-5L02A10Z11/PE3/a1 NB 3000*",37,"IP40",5359,"1","Pc","8591728510459",94051098,3.2,4.3,2,"0,405x0,405x0,41","0,21x0,165x0,40",0.08]
[51046,"ISIS 3","LED-5L02A10Z11/PE3/a2 NB 3000*",37,"IP40",5413,"1","Pc","8591728510466",94051098,3.3,4.4,2,"0,405x0,405x0,41","0,21x0,165x0,60",0.087]
[51047,"ISIS 3","LED-5L02A10Z11/PE3/a3 NB 3000*",37,"IP40",5466,"1","Pc","8591728510473",94051098,3.4,4.5,2,"0,405x0,405x0,41","0,21x0,165x0,80",0.095]
[51048,"ISIS 3","LED-5L02A10Z11/PE3/a4 NB 3000*",37,"IP40",5511,"1","Pc","8591728510480",94051098,3.4,4.5,2,"0,405x0,405x0,41","0,21x0,165x1,00",0.103]
[51049,"ISIS 3","LED-5L02A10Z11/PE3/a5 NB 3000*",37,"IP40",5586,"1","Pc","8591728510497",94051098,3.5,4.6,2,"0,405x0,405x0,41","0,21x0,165x1,20",0.11]
[51545,"ISIS 3","LED-5L02A10Z11/PE3/a1 NB 4000*",37,"IP40",5359,"1","Pc","8591728515454",94051098,3.2,4.3,2,"0,405x0,405x0,41","0,21x0,165x0,40",0.08]
[51546,"ISIS 3","LED-5L02A10Z11/PE3/a2 NB 4000*",37,"IP40",5413,"1","Pc","8591728515461",94051098,3.3,4.4,2,"0,405x0,405x0,41","0,21x0,165x0,60",0.087]
[51547,"ISIS 3","LED-5L02A10Z11/PE3/a3 NB 4000*",37,"IP40",5466,"1","Pc","8591728515478",94051098,3.4,4.5,2,"0,405x0,405x0,41","0,21x0,165x0,80",0.095]
[51548,"ISIS 3","LED-5L02A10Z11/PE3/a4 NB 4000*",37,"IP40",5511,"1","Pc","8591728515485",94051098,3.4,4.5,2,"0,405x0,405x0,41","0,21x0,165x1,00",0.103]
[51549,"ISIS 3","LED-5L02A10Z11/PE3/a5 NB 4000*",37,"IP40",5586,"1","Pc","8591728515492",94051098,3.5,4.6,2,"0,405x0,405x0,41","0,21x0,165x1,20",0.11]
[51060,"ISIS L3","LED-5L02A10ZL11/PE3/L100 B 3000*",37,"IP40",5094,"1","Pc","8591728510602",94051098,3.4,4.1,2,"0,405x0,405x0,41","0,35x0,12x0,12",0.072]
[51061,"ISIS L3","LED-5L02A10ZL11/PE3/L200 B 3000*",37,"IP40",5156,"1","Pc","8591728510619",94051098,3.4,4.1,2,"0,405x0,405x0,41","0,35x0,12x0,12",0.072]
[51560,"ISIS L3","LED-5L02A10ZL11/PE3/L100 B 4000*",37,"IP40",5094,"1","Pc","8591728515607",94051098,3.4,4.1,2,"0,405x0,405x0,41","0,35x0,12x0,12",0.072]
[51561,"ISIS L3","LED-5L02A10ZL11/PE3/L200 B 4000*",37,"IP40",5156,"1","Pc","8591728515614",94051098,3.4,4.1,2,"0,405x0,405x0,41","0,35x0,12x0,12",0.072]
[51066,"ISIS L3","LED-5L02A10ZL11/PE3/L100 MS 3000*",37,"IP40",5600,"1","Pc","8591728510664",94051098,3.4,4.1,2,"0,405x0,405x0,41","0,35x0,12x0,12",0.072]
[51067,"ISIS L3","LED-5L02A10ZL11/PE3/L200 MS 3000*",37,"IP40",5664,"1","Pc","8591728510671",94051098,3.4,4.1,2,"0,405x0,405x0,41","0,35x0,12x0,12",0.072]
[51566,"ISIS L3","LED-5L02A10ZL11/PE3/L100 MS 4000*",37,"IP40",5600,"1","Pc","8591728515669",94051098,3.4,4.1,2,"0,405x0,405x0,41","0,35x0,12x0,12",0.072]
[51567,"ISIS L3","LED-5L02A10ZL11/PE3/L200 MS 4000*",37,"IP40",5664,"1","Pc","8591728515676",94051098,3.4,4.1,2,"0,405x0,405x0,41","0,35x0,12x0,12",0.072]
[51072,"ISIS L3","LED-5L02A10ZL11/PE3/L100 NL 3000*",37,"IP40",5383,"1","Pc","8591728510725",94051098,3.4,4.1,2,"0,405x0,405x0,41","0,35x0,12x0,12",0.072]
[51073,"ISIS L3","LED-5L02A10ZL11/PE3/L200 NL 3000*",37,"IP40",5447,"1","Pc","8591728510732",94051098,3.4,4.1,2,"0,405x0,405x0,41","0,35x0,12x0,12",0.072]
[51572,"ISIS L3","LED-5L02A10ZL11/PE3/L100 NL 4000*",37,"IP40",5383,"1","Pc","8591728515720",94051098,3.4,4.1,2,"0,405x0,405x0,41","0,35x0,12x0,12",0.072]
[51573,"ISIS L3","LED-5L02A10ZL11/PE3/L200 NL 4000*",37,"IP40",5447,"1","Pc","8591728515737",94051098,3.4,4.1,2,"0,405x0,405x0,41","0,35x0,12x0,12",0.072]
[51078,"ISIS L3","LED-5L02A10ZL11/PE3/L100 NB 3000*",37,"IP40",5383,"1","Pc","8591728510787",94051098,3.4,4.1,2,"0,405x0,405x0,41","0,35x0,12x0,12",0.072]
[51079,"ISIS L3","LED-5L02A10ZL11/PE3/L200 NB 3000*",37,"IP40",5447,"1","Pc","8591728510794",94051098,3.4,4.1,2,"0,405x0,405x0,41","0,35x0,12x0,12",0.072]
[51578,"ISIS L3","LED-5L02A10ZL11/PE3/L100 NB 4000*",37,"IP40",5383,"1","Pc","8591728515782",94051098,3.4,4.1,2,"0,405x0,405x0,41","0,35x0,12x0,12",0.072]
[51579,"ISIS L3","LED-5L02A10ZL11/PE3/L200 NB 4000*",37,"IP40",5447,"1","Pc","8591728515799",94051098,3.4,4.1,2,"0,405x0,405x0,41","0,35x0,12x0,12",0.072]
[51173,"ISIS S3","LED-5L02A10ZS11/PE3/L100 B 3000*",37,"IP40",5270,"1","Pc","8591728511739",94051098,3.4,4.1,2,"0,405x0,405x0,41","0,35x0,12x0,12",0.072]
[51673,"ISIS S3","LED-5L02A10ZS11/PE3/L100 B 4000*",37,"IP40",5270,"1","Pc","8591728516734",94051098,3.4,4.1,2,"0,405x0,405x0,41","0,35x0,12x0,12",0.072]
[51176,"ISIS S3","LED-5L02A10ZS11/PE3/L100 MS 3000*",37,"IP40",5774,"1","Pc","8591728511760",94051098,3.4,4.1,2,"0,405x0,405x0,41","0,35x0,12x0,12",0.072]
[51676,"ISIS S3","LED-5L02A10ZS11/PE3/L100 MS 4000*",37,"IP40",5774,"1","Pc","8591728516765",94051098,3.4,4.1,2,"0,405x0,405x0,41","0,35x0,12x0,12",0.072]
[51179,"ISIS S3","LED-5L02A10ZS11/PE3/L100 NL 3000*",37,"IP40",5557,"1","Pc","8591728511791",94051098,3.4,4.1,2,"0,405x0,405x0,41","0,35x0,12x0,12",0.072]
[51679,"ISIS S3","LED-5L02A10ZS11/PE3/L100 NL 4000*",37,"IP40",5557,"1","Pc","8591728516796",94051098,3.4,4.1,2,"0,405x0,405x0,41","0,35x0,12x0,12",0.072]
[51182,"ISIS S3","LED-5L02A10ZS11/PE3/L100 NB 3000*",37,"IP40",5557,"1","Pc","8591728511821",94051098,3.4,4.1,2,"0,405x0,405x0,41","0,35x0,12x0,12",0.072]
[51682,"ISIS S3","LED-5L02A10ZS11/PE3/L100 NB 4000*",37,"IP40",5557,"1","Pc","8591728516826",94051098,3.4,4.1,2,"0,405x0,405x0,41","0,35x0,12x0,12",0.072]
[51100,"ISIS 4","LED-10L02A07Z11/PE4/a1 B 3000*",47,"IP40",7069,"1","Pc","8591728511005",94051098,4.4,6.3,2,"0,52x0,52x0,53","0,21x0,165x0,40",0.156]
[51101,"ISIS 4","LED-10L02A07Z11/PE4/a2 B 3000*",47,"IP40",7135,"1","Pc","8591728511012",94051098,4.5,6.4,2,"0,52x0,52x0,53","0,21x0,165x0,60",0.163]
[51102,"ISIS 4","LED-10L02A07Z11/PE4/a3 B 3000*",47,"IP40",7168,"1","Pc","8591728511029",94051098,4.6,6.4,2,"0,52x0,52x0,53","0,21x0,165x0,80",0.17]
[51103,"ISIS 4","LED-10L02A07Z11/PE4/a4 B 3000*",47,"IP40",7177,"1","Pc","8591728511036",94051098,4.6,6.5,2,"0,52x0,52x0,53","0,21x0,165x1,00",0.177]
[51104,"ISIS 4","LED-10L02A07Z11/PE4/a5 B 3000*",47,"IP40",7232,"1","Pc","8591728511043",94051098,4.7,6.5,2,"0,52x0,52x0,53","0,21x0,165x1,20",0.185]
[51600,"ISIS 4","LED-10L02A07Z11/PE4/a1 B 4000*",47,"IP40",7069,"1","Pc","8591728516000",94051098,4.4,6.3,2,"0,52x0,52x0,53","0,21x0,165x0,40",0.156]
[51601,"ISIS 4","LED-10L02A07Z11/PE4/a2 B 4000*",47,"IP40",7135,"1","Pc","8591728516017",94051098,4.5,6.4,2,"0,52x0,52x0,53","0,21x0,165x0,60",0.163]
[51602,"ISIS 4","LED-10L02A07Z11/PE4/a3 B 4000*",47,"IP40",7168,"1","Pc","8591728516024",94051098,4.6,6.4,2,"0,52x0,52x0,53","0,21x0,165x0,80",0.17]
[51603,"ISIS 4","LED-10L02A07Z11/PE4/a4 B 4000*",47,"IP40",7177,"1","Pc","8591728516031",94051098,4.6,6.5,2,"0,52x0,52x0,53","0,21x0,165x1,00",0.177]
[51604,"ISIS 4","LED-10L02A07Z11/PE4/a5 B 4000*",47,"IP40",7232,"1","Pc","8591728516048",94051098,4.7,6.5,2,"0,52x0,52x0,53","0,21x0,165x1,20",0.185]
[51110,"ISIS 4","LED-10L02A07Z11/PE4/a1 MS 3000*",47,"IP40",7912,"1","Pc","8591728511104",94051098,4.4,6.3,2,"0,52x0,52x0,53","0,21x0,165x0,40",0.156]
[51111,"ISIS 4","LED-10L02A07Z11/PE4/a2 MS 3000*",47,"IP40",8035,"1","Pc","8591728511111",94051098,4.5,6.4,2,"0,52x0,52x0,53","0,21x0,165x0,60",0.163]
[51112,"ISIS 4","LED-10L02A07Z11/PE4/a3 MS 3000*",47,"IP40",8128,"1","Pc","8591728511128",94051098,4.6,6.4,2,"0,52x0,52x0,53","0,21x0,165x0,80",0.17]
[51113,"ISIS 4","LED-10L02A07Z11/PE4/a4 MS 3000*",47,"IP40",8202,"1","Pc","8591728511135",94051098,4.6,6.5,2,"0,52x0,52x0,53","0,21x0,165x1,00",0.177]
[51114,"ISIS 4","LED-10L02A07Z11/PE4/a5 MS 3000*",47,"IP40",8267,"1","Pc","8591728511142",94051098,4.7,6.5,2,"0,52x0,52x0,53","0,21x0,165x1,20",0.185]
[51610,"ISIS 4","LED-10L02A07Z11/PE4/a1 MS 4000*",47,"IP40",7912,"1","Pc","8591728516109",94051098,4.4,6.3,2,"0,52x0,52x0,53","0,21x0,165x0,40",0.156]
[51611,"ISIS 4","LED-10L02A07Z11/PE4/a2 MS 4000*",47,"IP40",8035,"1","Pc","8591728516116",94051098,4.5,6.4,2,"0,52x0,52x0,53","0,21x0,165x0,60",0.163]
[51612,"ISIS 4","LED-10L02A07Z11/PE4/a3 MS 4000*",47,"IP40",8128,"1","Pc","8591728516123",94051098,4.6,6.4,2,"0,52x0,52x0,53","0,21x0,165x0,80",0.17]
[51613,"ISIS 4","LED-10L02A07Z11/PE4/a4 MS 4000*",47,"IP40",8202,"1","Pc","8591728516130",94051098,4.6,6.5,2,"0,52x0,52x0,53","0,21x0,165x1,00",0.177]
[51614,"ISIS 4","LED-10L02A07Z11/PE4/a5 MS 4000*",47,"IP40",8267,"1","Pc","8591728516147",94051098,4.7,6.5,2,"0,52x0,52x0,53","0,21x0,165x1,20",0.185]
[51120,"ISIS 4","LED-10L02A07Z11/PE4/a1 NL 3000*",47,"IP40",7429,"1","Pc","8591728511203",94051098,4.4,6.3,2,"0,52x0,52x0,53","0,21x0,165x0,40",0.156]
[51121,"ISIS 4","LED-10L02A07Z11/PE4/a2 NL 3000*",47,"IP40",7483,"1","Pc","8591728511210",94051098,4.5,6.4,2,"0,52x0,52x0,53","0,21x0,165x0,60",0.163]
[51122,"ISIS 4","LED-10L02A07Z11/PE4/a3 NL 3000*",47,"IP40",7536,"1","Pc","8591728511227",94051098,4.6,6.4,2,"0,52x0,52x0,53","0,21x0,165x0,80",0.17]
[51123,"ISIS 4","LED-10L02A07Z11/PE4/a4 NL 3000*",47,"IP40",7581,"1","Pc","8591728511234",94051098,4.6,6.5,2,"0,52x0,52x0,53","0,21x0,165x1,00",0.177]
[51124,"ISIS 4","LED-10L02A07Z11/PE4/a5 NL 3000*",47,"IP40",7656,"1","Pc","8591728511241",94051098,4.7,6.5,2,"0,52x0,52x0,53","0,21x0,165x1,20",0.185]
[51620,"ISIS 4","LED-10L02A07Z11/PE4/a1 NL 4000*",47,"IP40",7429,"1","Pc","8591728516208",94051098,4.4,6.3,2,"0,52x0,52x0,53","0,21x0,165x0,40",0.156]
[51621,"ISIS 4","LED-10L02A07Z11/PE4/a2 NL 4000*",47,"IP40",7483,"1","Pc","8591728516215",94051098,4.5,6.4,2,"0,52x0,52x0,53","0,21x0,165x0,60",0.163]
[51622,"ISIS 4","LED-10L02A07Z11/PE4/a3 NL 4000*",47,"IP40",7536,"1","Pc","8591728516222",94051098,4.6,6.4,2,"0,52x0,52x0,53","0,21x0,165x0,80",0.17]
[51623,"ISIS 4","LED-10L02A07Z11/PE4/a4 NL 4000*",47,"IP40",7581,"1","Pc","8591728516239",94051098,4.6,6.5,2,"0,52x0,52x0,53","0,21x0,165x1,00",0.177]
[51624,"ISIS 4","LED-10L02A07Z11/PE4/a5 NL 4000*",47,"IP40",7656,"1","Pc","8591728516246",94051098,4.7,6.5,2,"0,52x0,52x0,53","0,21x0,165x1,20",0.185]
[51130,"ISIS 4","LED-10L02A07Z11/PE4/a1 NB 3000*",47,"IP40",7429,"1","Pc","8591728511302",94051098,4.4,6.3,2,"0,52x0,52x0,53","0,21x0,165x0,40",0.156]
[51131,"ISIS 4","LED-10L02A07Z11/PE4/a2 NB3000*",47,"IP40",7483,"1","Pc","8591728511319",94051098,4.5,6.4,2,"0,52x0,52x0,53","0,21x0,165x0,60",0.163]
[51132,"ISIS 4","LED-10L02A07Z11/PE4/a3 NB 3000*",47,"IP40",7536,"1","Pc","8591728511326",94051098,4.6,6.4,2,"0,52x0,52x0,53","0,21x0,165x0,80",0.17]
[51133,"ISIS 4","LED-10L02A07Z11/PE4/a4 NB 3000*",47,"IP40",7581,"1","Pc","8591728511333",94051098,4.6,6.5,2,"0,52x0,52x0,53","0,21x0,165x1,00",0.177]
[51134,"ISIS 4","LED-10L02A07Z11/PE4/a5 NB 3000*",47,"IP40",7656,"1","Pc","8591728511340",94051098,4.7,6.5,2,"0,52x0,52x0,53","0,21x0,165x1,20",0.185]
[51630,"ISIS 4","LED-10L02A07Z11/PE4/a1 NB 4000*",47,"IP40",7429,"1","Pc","8591728516307",94051098,4.4,6.3,2,"0,52x0,52x0,53","0,21x0,165x0,40",0.156]
[51631,"ISIS 4","LED-10L0A072Z11/PE4/a2 NB 4000*",47,"IP40",7483,"1","Pc","8591728516314",94051098,4.5,6.4,2,"0,52x0,52x0,53","0,21x0,165x0,60",0.163]
[51632,"ISIS 4","LED-10L02A07Z11/PE4/a3 NB 4000*",47,"IP40",7536,"1","Pc","8591728516321",94051098,4.6,6.4,2,"0,52x0,52x0,53","0,21x0,165x0,80",0.17]
[51633,"ISIS 4","LED-10L02A07Z11/PE4/a4 NB 4000*",47,"IP40",7581,"1","Pc","8591728516338",94051098,4.6,6.5,2,"0,52x0,52x0,53","0,21x0,165x1,00",0.177]
[51634,"ISIS 4","LED-10L02A07Z11/PE4/a5 NB 4000*",47,"IP40",7656,"1","Pc","8591728516345",94051098,4.7,6.5,2,"0,52x0,52x0,53","0,21x0,165x1,20",0.185]
[51145,"ISIS L4","LED-10L02A07ZL11/PE4/L100 B 3000*",47,"IP40",7163,"1","Pc","8591728511456",94051098,3.8,5.3,2,"0,52x0,52x0,53","0,35x0,12x0,12",0.148]
[51146,"ISIS L4","LED-10L02A07ZL11/PE4/L200 B 3000*",47,"IP40",7226,"1","Pc","8591728511463",94051098,3.8,5.3,2,"0,52x0,52x0,53","0,35x0,12x0,12",0.148]
[51645,"ISIS L4","LED-10L02A07ZL11/PE4/L100 B 4000*",47,"IP40",7163,"1","Pc","8591728516451",94051098,3.8,5.3,2,"0,52x0,52x0,53","0,35x0,12x0,12",0.148]
[51646,"ISIS L4","LED-10L02A07ZL11/PE4/L200 B 4000*",47,"IP40",7226,"1","Pc","8591728516468",94051098,3.8,5.3,2,"0,52x0,52x0,53","0,35x0,12x0,12",0.148]
[51149,"ISIS L4","LED-10L02A07ZL11/PE4/L100 MS 3000*",47,"IP40",7670,"1","Pc","8591728511494",94051098,3.8,5.3,2,"0,52x0,52x0,53","0,35x0,12x0,12",0.148]
[51150,"ISIS L4","LED-10L02A07ZL11/PE4/L200 MS 3000*",47,"IP40",7734,"1","Pc","8591728511500",94051098,3.8,5.3,2,"0,52x0,52x0,53","0,35x0,12x0,12",0.148]
[51649,"ISIS L4","LED-10L02A07ZL11/PE4/L100 MS 4000*",47,"IP40",7670,"1","Pc","8591728516499",94051098,3.8,5.3,2,"0,52x0,52x0,53","0,35x0,12x0,12",0.148]
[51650,"ISIS L4","LED-10L02A07ZL11/PE4/L200 MS 4000*",47,"IP40",7734,"1","Pc","8591728516505",94051098,3.8,5.3,2,"0,52x0,52x0,53","0,35x0,12x0,12",0.148]
[51153,"ISIS L4","LED-10L02A07ZL11/PE4/L100 NL 3000*",47,"IP40",7453,"1","Pc","8591728511531",94051098,3.8,5.3,2,"0,52x0,52x0,53","0,35x0,12x0,12",0.148]
[51154,"ISIS L4","LED-10L02A07ZL11/PE4/L200 NL 3000*",47,"IP40",7517,"1","Pc","8591728511548",94051098,3.8,5.3,2,"0,52x0,52x0,53","0,35x0,12x0,12",0.148]
[51653,"ISIS L4","LED-10L02A07ZL11/PE4/L100 NL 4000*",47,"IP40",7453,"1","Pc","8591728516536",94051098,3.8,5.3,2,"0,52x0,52x0,53","0,35x0,12x0,12",0.148]
[51654,"ISIS L4","LED-10L02A07ZL11/PE4/L200 NL 4000*",47,"IP40",7517,"1","Pc","8591728516543",94051098,3.8,5.3,2,"0,52x0,52x0,53","0,35x0,12x0,12",0.148]
[51157,"ISIS L4","LED-10L02A07ZL11/PE4/L100 NB 3000*",47,"IP40",7453,"1","Pc","8591728511579",94051098,3.8,5.3,2,"0,52x0,52x0,53","0,35x0,12x0,12",0.148]
[51158,"ISIS L4","LED-10L02A07ZL11/PE4/L200 NB 3000*",47,"IP40",7517,"1","Pc","8591728511586",94051098,3.8,5.3,2,"0,52x0,52x0,53","0,35x0,12x0,12",0.148]
[51657,"ISIS L4","LED-10L02A07ZL11/PE4/L100 NB 4000*",47,"IP40",7453,"1","Pc","8591728516574",94051098,3.8,5.3,2,"0,52x0,52x0,53","0,35x0,12x0,12",0.148]
[51658,"ISIS L4","LED-10L02A07ZL11/PE4/L200 NB 4000*",47,"IP40",7517,"1","Pc","8591728516581",94051098,3.8,5.3,2,"0,52x0,52x0,53","0,35x0,12x0,12",0.148]
[51165,"ISIS S4","LED-10L02A07ZS11/PE4/L100 B 3000*",47,"IP40",7337,"1","Pc","8591728511654",94051098,3.8,5.3,2,"0,52x0,52x0,53","0,35x0,12x0,12",0.148]
[51665,"ISIS S4","LED-10L02A07ZS11/PE4/L100 B 4000*",47,"IP40",7337,"1","Pc","8591728516659",94051098,3.8,5.3,2,"0,52x0,52x0,53","0,35x0,12x0,12",0.148]
[51167,"ISIS S4","LED-10L02A07ZS11/PE4/L100 MS 3000*",47,"IP40",7844,"1","Pc","8591728511678",94051098,3.8,5.3,2,"0,52x0,52x0,53","0,35x0,12x0,12",0.148]
[51667,"ISIS S4","LED-10L02A07ZS11/PE4/L100 MS 4000*",47,"IP40",7844,"1","Pc","8591728516673",94051098,3.8,5.3,2,"0,52x0,52x0,53","0,35x0,12x0,12",0.148]
[51169,"ISIS S4","LED-10L02A07ZS11/PE4/L100 NL 3000*",47,"IP40",7627,"1","Pc","8591728511692",94051098,3.8,5.3,2,"0,52x0,52x0,53","0,35x0,12x0,12",0.148]
[51669,"ISIS S4","LED-10L02ZS11/PE4/L100 NL 4000*",47,"IP40",7627,"1","Pc","8591728516697",94051098,3.8,5.3,2,"0,52x0,52x0,53","0,35x0,12x0,12",0.148]
[51171,"ISIS S4","LED-10L02A07ZS11/PE4/L100 NB 3000*",47,"IP40",7627,"1","Pc","8591728511715",94051098,3.8,5.3,2,"0,52x0,52x0,53","0,35x0,12x0,12",0.148]
[51671,"ISIS S4","LED-10L02A07ZS11/PE4/L100 NB 4000*",47,"IP40",7627,"1","Pc","8591728516710",94051098,3.8,5.3,2,"0,52x0,52x0,53","0,35x0,12x0,12",0.148]
[53465,"TITAN T2","LED-1L15B07ZT11/PC08/L100 3000*",29,"IP41",3232,"1","Pc","8591728534653",94051098,2.1,2.5,1,"0,48x0,46x0,245",null,0.054]
[53466,"TITAN T2","LED-1L16B07ZT11/PC08/L100 3000*",36,"IP41",3507,"1","Pc","8591728534660",94051098,2.3,2.7,1,"0,48x0,46x0,245",null,0.054]
[53467,"TITAN T2","LED-1L15B07ZT11/PC08/L100 1-10V 3000*",29,"IP41",4507,"1","Pc","8591728534677",94051098,2.1,2.5,1,"0,48x0,46x0,245",null,0.054]
[53468,"TITAN T2","LED-1L15B07ZT11/PC08/L100 DALI 3000*",29,"IP41",4230,"1","Pc","8591728534684",94051098,2.1,2.5,1,"0,48x0,46x0,245",null,0.054]
[53469,"TITAN T2","LED-1L16B07ZT11/PC08/L100 1-10V 3000*",36,"IP41",4782,"1","Pc","8591728534691",94051098,2.3,2.7,1,"0,48x0,46x0,245",null,0.054]
[53470,"TITAN T2","LED-1L16B07ZT11/PC08/L100 DALI 3000*",36,"IP41",4505,"1","Pc","8591728534707",94051098,2.3,2.7,1,"0,48x0,46x0,245",null,0.054]
[53471,"TITAN T2","LED-1L15B07ZT11/PC08/L100/NK1W 3000*",29,"IP41",4895,"1","Pc","8591728534714",94051098,2.1,2.5,1,"0,48x0,46x0,245",null,0.054]
[53472,"TITAN T2","LED-1L16B07ZT11/PC08/L100/NK1W 3000*",36,"IP41",5228,"1","Pc","8591728534721",94051098,2.3,2.7,1,"0,48x0,46x0,245",null,0.054]
[53965,"TITAN T2","LED-1L15B07ZT11/PC08/L100 4000*",29,"IP41",3232,"1","Pc","8591728539658",94051098,2.1,2.5,1,"0,48x0,46x0,245",null,0.054]
[53966,"TITAN T2","LED-1L16B07ZT11/PC08/L100 4000*",36,"IP41",3507,"1","Pc","8591728539665",94051098,2.3,2.7,1,"0,48x0,46x0,245",null,0.054]
[53967,"TITAN T2","LED-1L15B07ZT11/PC08/L100 1-10V 4000*",29,"IP41",4507,"1","Pc","8591728539672",94051098,2.1,2.5,1,"0,48x0,46x0,245",null,0.054]
[53968,"TITAN T2","LED-1L15B07ZT11/PC08/L100 DALI 4000*",29,"IP41",4230,"1","Pc","8591728539689",94051098,2.1,2.5,1,"0,48x0,46x0,245",null,0.054]
[53969,"TITAN T2","LED-1L16B07ZT11/PC08/L100 1-10V 4000*",36,"IP41",4782,"1","Pc","8591728539696",94051098,2.3,2.7,1,"0,48x0,46x0,245",null,0.054]
[53970,"TITAN T2","LED-1L16B07ZT11/PC08/L100 DALI 4000*",36,"IP41",4505,"1","Pc","8591728539702",94051098,2.3,2.7,1,"0,48x0,46x0,245",null,0.054]
[53971,"TITAN T2","LED-1L15B07ZT11/PC08/L100/NK1W 4000*",29,"IP41",4895,"1","Pc","8591728539719",94051098,2.1,2.5,1,"0,48x0,46x0,245",null,0.054]
[53972,"TITAN T2","LED-1L16B07ZT11/PC08/L100/NK1W 4000*",36,"IP41",5228,"1","Pc","8591728539726",94051098,2.3,2.7,1,"0,48x0,46x0,245",null,0.054]
[53473,"TITAN T2","LED-1L15B07ZT11/PM08/L100 3000*",29,"IP41",3151,"1","Pc","8591728534738",94051098,2.1,2.5,1,"0,48x0,46x0,245",null,0.054]
[53474,"TITAN T2","LED-1L16B07ZT11/PM08/L100 3000*",36,"IP41",3426,"1","Pc","8591728534745",94051098,2.3,2.7,1,"0,48x0,46x0,245",null,0.054]
[53475,"TITAN T2","LED-1L15B07ZT11/PM08/L100 1-10V 3000*",29,"IP41",4426,"1","Pc","8591728534752",94051098,2.1,2.5,1,"0,48x0,46x0,245",null,0.054]
[53476,"TITAN T2","LED-1L15B07ZT11/PM08/L100 DALI 3000*",29,"IP41",4149,"1","Pc","8591728534769",94051098,2.1,2.5,1,"0,48x0,46x0,245",null,0.054]
[53477,"TITAN T2","LED-1L16B07ZT11/PM08/L100 1-10V 3000*",36,"IP41",4701,"1","Pc","8591728534776",94051098,2.3,2.7,1,"0,48x0,46x0,245",null,0.054]
[53478,"TITAN T2","LED-1L16B07ZT11/PM08/L100 DALI 3000*",36,"IP41",4424,"1","Pc","8591728534783",94051098,2.3,2.7,1,"0,48x0,46x0,245",null,0.054]
[53479,"TITAN T2","LED-1L15B07ZT11/PM08/L100/NK1W 3000*",29,"IP41",4814,"1","Pc","8591728534790",94051098,2.1,2.5,1,"0,48x0,46x0,245",null,0.054]
[53480,"TITAN T2","LED-1L16B07ZT11/PM08/L100/NK1W 3000*",36,"IP41",5147,"1","Pc","8591728534806",94051098,2.3,2.7,1,"0,48x0,46x0,245",null,0.054]
[53973,"TITAN T2","LED-1L15B07ZT11/PM08/L100 4000*",29,"IP41",3151,"1","Pc","8591728539733",94051098,2.1,2.5,1,"0,48x0,46x0,245",null,0.054]
[53974,"TITAN T2","LED-1L16B07ZT11/PM08/L100 4000*",36,"IP41",3426,"1","Pc","8591728539740",94051098,2.3,2.7,1,"0,48x0,46x0,245",null,0.054]
[53975,"TITAN T2","LED-1L15B07ZT11/PM08/L100 1-10V 4000*",29,"IP41",4426,"1","Pc","8591728539757",94051098,2.1,2.5,1,"0,48x0,46x0,245",null,0.054]
[53976,"TITAN T2","LED-1L15B07ZT11/PM08/L100 DALI 4000*",29,"IP41",4149,"1","Pc","8591728539764",94051098,2.1,2.5,1,"0,48x0,46x0,245",null,0.054]
[53977,"TITAN T2","LED-1L16B07ZT11/PM08/L100 1-10V 4000*",36,"IP41",4701,"1","Pc","8591728539771",94051098,2.3,2.7,1,"0,48x0,46x0,245",null,0.054]
[53978,"TITAN T2","LED-1L16B07ZT11/PM08/L100 DALI 4000*",36,"IP41",4424,"1","Pc","8591728539788",94051098,2.3,2.7,1,"0,48x0,46x0,245",null,0.054]
[53979,"TITAN T2","LED-1L15B07ZT11/PM08/L100/NK1W 4000*",29,"IP41",4814,"1","Pc","8591728539795",94051098,2.1,2.5,1,"0,48x0,46x0,245",null,0.054]
[53980,"TITAN T2","LED-1L16B07ZT11/PM08/L100/NK1W 4000*",36,"IP41",5147,"1","Pc","8591728539801",94051098,2.3,2.7,1,"0,48x0,46x0,245",null,0.054]
[53481,"TITAN T3","LED-1L15B07ZT11/PC09/L100 3000*",29,"IP41",3576,"1","Pc","8591728534813",94051098,2.9,3.4,1,"0,52x0,52x0,21",null,0.056]
[53482,"TITAN T3","LED-1L16B07ZT11/PC09/L100 3000*",36,"IP41",3851,"1","Pc","8591728534820",94051098,3.3,3.8,1,"0,52x0,52x0,21",null,0.056]
[53483,"TITAN T3","LED-2L43B07ZT11/PC09/L100 3000*",58,"IP41",5456,"1","Pc","8591728534837",94051098,3.3,3.8,1,"0,52x0,52x0,21",null,0.056]
[53484,"TITAN T3","LED-1L16B07ZT11/PC09/L100 1-10V 3000*",36,"IP41",5126,"1","Pc","8591728534844",94051098,3.3,3.8,1,"0,52x0,52x0,21",null,0.056]
[53485,"TITAN T3","LED-1L16B07ZT11/PC09/L100 DALI 3000*",36,"IP41",4849,"1","Pc","8591728534851",94051098,3.3,3.8,1,"0,52x0,52x0,21",null,0.056]
[53486,"TITAN T3","LED-2L43B07ZT11/PC09/L100 1-10V 3000*",58,"IP41",8007,"1","Pc","8591728534868",94051098,3.3,3.8,1,"0,52x0,52x0,21",null,0.056]
[53487,"TITAN T3","LED-2L43B07ZT11/PC09/L100 DALI 3000*",58,"IP41",7453,"1","Pc","8591728534875",94051098,3.3,3.8,1,"0,52x0,52x0,21",null,0.056]
[53488,"TITAN T3","LED-1L16B07ZT11/PC09/NK1W/L100 3000*",36,"IP41",5572,"1","Pc","8591728534882",94051098,3.3,3.8,1,"0,52x0,52x0,21",null,0.056]
[53489,"TITAN T3","LED-2L43B07ZT11/PC09/NK1W/L100 3000*",58,"IP41",7190,"1","Pc","8591728534899",94051098,3.3,3.8,1,"0,52x0,52x0,21",null,0.056]
[53981,"TITAN T3","LED-1L15B07ZT11/PC09/L100 4000*",29,"IP41",3576,"1","Pc","8591728539818",94051098,2.9,3.4,1,"0,52x0,52x0,21",null,0.056]
[53982,"TITAN T3","LED-1L16B07ZT11/PC09/L100 4000*",36,"IP41",3851,"1","Pc","8591728539825",94051098,3.3,3.8,1,"0,52x0,52x0,21",null,0.056]
[53983,"TITAN T3","LED-2L43B07ZT11/PC09/L100 4000*",58,"IP41",5456,"1","Pc","8591728539832",94051098,3.3,3.8,1,"0,52x0,52x0,21",null,0.056]
[53984,"TITAN T3","LED-1L16B07ZT11/PC09/L100 1-10V 4000*",36,"IP41",5126,"1","Pc","8591728539849",94051098,3.3,3.8,1,"0,52x0,52x0,21",null,0.056]
[53985,"TITAN T3","LED-1L16B07ZT11/PC09/L100 DALI 4000*",36,"IP41",4849,"1","Pc","8591728539856",94051098,3.3,3.8,1,"0,52x0,52x0,21",null,0.056]
[53986,"TITAN T3","LED-2L43B07ZT11/PC09/L100 1-10V 4000*",58,"IP41",8007,"1","Pc","8591728539863",94051098,3.3,3.8,1,"0,52x0,52x0,21",null,0.056]
[53987,"TITAN T3","LED-2L43B07ZT11/PC09/L100 DALI 4000*",58,"IP41",7453,"1","Pc","8591728539870",94051098,3.3,3.8,1,"0,52x0,52x0,21",null,0.056]
[53988,"TITAN T3","LED-1L16B07ZT11/PC09/NK1W/L100 4000*",36,"IP41",5572,"1","Pc","8591728539887",94051098,3.3,3.8,1,"0,52x0,52x0,21",null,0.056]
[53989,"TITAN T3","LED-2L43B07ZT11/PC09/NK1W/L100 4000*",58,"IP41",7190,"1","Pc","8591728539894",94051098,3.3,3.8,1,"0,52x0,52x0,21",null,0.056]
[53490,"TITAN T3","LED-1L15B07ZT11/PM09/L100 3000*",29,"IP41",3459,"1","Pc","8591728534905",94051098,2.9,3.4,1,"0,52x0,52x0,21",null,0.056]
[53491,"TITAN T3","LED-1L16B07ZT11/PM09/L100 3000*",36,"IP41",3734,"1","Pc","8591728534912",94051098,3.3,3.8,1,"0,52x0,52x0,21",null,0.056]
[53492,"TITAN T3","LED-2L43B07ZT11/PM09/L100 3000*",58,"IP41",5339,"1","Pc","8591728534929",94051098,3.3,3.8,1,"0,52x0,52x0,21",null,0.056]
[53493,"TITAN T3","LED-1L16B07ZT11/PM09/L100 1-10V 3000*",36,"IP41",5009,"1","Pc","8591728534936",94051098,3.3,3.8,1,"0,52x0,52x0,21",null,0.056]
[53494,"TITAN T3","LED-1L16B07ZT11/PM09/L100 DALI 3000*",36,"IP41",4732,"1","Pc","8591728534943",94051098,3.3,3.8,1,"0,52x0,52x0,21",null,0.056]
[53495,"TITAN T3","LED-2L43B07ZT11/PM09/L100 1-10V 3000*",58,"IP41",7890,"1","Pc","8591728534950",94051098,3.3,3.8,1,"0,52x0,52x0,21",null,0.056]
[53496,"TITAN T3","LED-2L43B07ZT11/PM09/L100 DALI 3000*",58,"IP41",7336,"1","Pc","8591728534967",94051098,3.3,3.8,1,"0,52x0,52x0,21",null,0.056]
[53497,"TITAN T3","LED-1L16B07ZT11/PM09/NK1WL100 3000*",36,"IP41",5455,"1","Pc","8591728534974",94051098,3.3,3.8,1,"0,52x0,52x0,21",null,0.056]
[53498,"TITAN T3","LED-2L43B07ZT11/PM09/NK1W/L100 3000*",58,"IP41",7073,"1","Pc","8591728534981",94051098,3.3,3.8,1,"0,52x0,52x0,21",null,0.056]
[53990,"TITAN T3","LED-1L15B07ZT11/PM09/L100 4000*",29,"IP41",3459,"1","Pc","8591728539900",94051098,2.9,3.4,1,"0,52x0,52x0,21",null,0.056]
[53991,"TITAN T3","LED-1L16B07ZT11/PM09/L100 4000*",36,"IP41",3734,"1","Pc","8591728539917",94051098,3.3,3.8,1,"0,52x0,52x0,21",null,0.056]
[53992,"TITAN T3","LED-2L43B07ZT11/PM09/L100 4000*",58,"IP41",5339,"1","Pc","8591728539924",94051098,3.3,3.8,1,"0,52x0,52x0,21",null,0.056]
[53993,"TITAN T3","LED-1L16B07ZT11/PM09/L100 1-10V 4000*",36,"IP41",5009,"1","Pc","8591728539931",94051098,3.3,3.8,1,"0,52x0,52x0,21",null,0.056]
[53994,"TITAN T3","LED-1L16B07ZT11/PM09/L100 DALI 4000*",36,"IP41",4732,"1","Pc","8591728539948",94051098,3.3,3.8,1,"0,52x0,52x0,21",null,0.056]
[53995,"TITAN T3","LED-2L43B07ZT11/PM09/L100 1-10V 4000*",58,"IP41",7890,"1","Pc","8591728539955",94051098,3.3,3.8,1,"0,52x0,52x0,21",null,0.056]
[53996,"TITAN T3","LED-2L43B07ZT11/PM09/L100 DALI 4000*",58,"IP41",7336,"1","Pc","8591728539962",94051098,3.3,3.8,1,"0,52x0,52x0,21",null,0.056]
[53997,"TITAN T3","LED-1L16B07ZT11/PM09/NK1W/L100 4000*",36,"IP41",5455,"1","Pc","8591728539979",94051098,3.3,3.8,1,"0,52x0,52x0,21",null,0.056]
[53998,"TITAN T3","LED-2L43B07ZT11/PM09/NK1W/L100 4000*",58,"IP41",7073,"1","Pc","8591728539986",94051098,3.3,3.8,1,"0,52x0,52x0,21",null,0.056]
[48370,"DELIA T2","LED-1L15B07ZT11/PC23/L100 3000*",29,"IP41",3361,"1","Pc","8591728483708",94051098,1.9,2.3,1,"0,435x0,435x0,13",null,0.024]
[48371,"DELIA T2","LED-1L16B07ZT11/PC23/L100 3000*",36,"IP41",3636,"1","Pc","8591728483715",94051098,2.1,2.5,1,"0,435x0,435x0,13",null,0.024]
[48372,"DELIA T2","LED-1L15B07ZT11/PC23/L100 1-10V 3000*",29,"IP41",4636,"1","Pc","8591728483722",94051098,1.9,2.3,1,"0,435x0,435x0,13",null,0.024]
[48373,"DELIA T2","LED-1L15B07ZT11/PC23/L100 DALI 3000*",29,"IP41",4359,"1","Pc","8591728483739",94051098,1.9,2.3,1,"0,435x0,435x0,13",null,0.024]
[48374,"DELIA T2","LED-1L16B07ZT11/PC23/L100 1-10V 3000*",36,"IP41",4911,"1","Pc","8591728483746",94051098,2.1,2.5,1,"0,435x0,435x0,13",null,0.024]
[48375,"DELIA T2","LED-1L16B07ZT11/PC23/L100 DALI 3000*",36,"IP41",4634,"1","Pc","8591728483753",94051098,2.1,2.5,1,"0,435x0,435x0,13",null,0.024]
[48376,"DELIA T2","LED-1L15B07ZT11/PC23/NK1W/L100  3000*",29,"IP41",5024,"1","Pc","8591728483760",94051098,1.9,2.3,1,"0,435x0,435x0,13",null,0.024]
[48377,"DELIA T2","LED-1L16B07ZT11/PC23/NK1W/L100  3000*",36,"IP41",5357,"1","Pc","8591728483777",94051098,2.1,2.5,1,"0,435x0,435x0,13",null,0.024]
[48870,"DELIA T2","LED-1L15B07ZT11/PC23/L100 4000*",29,"IP41",3361,"1","Pc","8591728488703",94051098,1.9,2.3,1,"0,435x0,435x0,13",null,0.024]
[48871,"DELIA T2","LED-1L16B07ZT11/PC23/L100 4000*",36,"IP41",3636,"1","Pc","8591728488710",94051098,2.1,2.5,1,"0,435x0,435x0,13",null,0.024]
[48872,"DELIA T2","LED-1L15B07ZT11/PC23/L100 1-10V 4000*",29,"IP41",4636,"1","Pc","8591728488727",94051098,1.9,2.3,1,"0,435x0,435x0,13",null,0.024]
[48873,"DELIA T2","LED-1L15B07ZT11/PC23/L100 DALI 4000*",29,"IP41",4359,"1","Pc","8591728488734",94051098,1.9,2.3,1,"0,435x0,435x0,13",null,0.024]
[48874,"DELIA T2","LED-1L16B07ZT11/PC23/L100 1-10V 4000*",36,"IP41",4911,"1","Pc","8591728488741",94051098,2.1,2.5,1,"0,435x0,435x0,13",null,0.024]
[48875,"DELIA T2","LED-1L16B07ZT11/PC23/L100 DALI 4000*",36,"IP41",4634,"1","Pc","8591728488758",94051098,2.1,2.5,1,"0,435x0,435x0,13",null,0.024]
[48876,"DELIA T2","LED-1L15B07ZT11/PC23/NK1W/L100  4000*",29,"IP41",5024,"1","Pc","8591728488765",94051098,1.9,2.3,1,"0,435x0,435x0,13",null,0.024]
[48877,"DELIA T2","LED-1L16B07ZT11/PC23/NK1W/L100  4000*",36,"IP41",5357,"1","Pc","8591728488772",94051098,2.1,2.5,1,"0,435x0,435x0,13",null,0.024]
[48378,"DELIA T2","LED-1L15B07ZT11/PM23/L100 3000*",29,"IP41",3262,"1","Pc","8591728483784",94051098,1.9,2.3,1,"0,435x0,435x0,13",null,0.024]
[48379,"DELIA T2","LED-1L16B07ZT11/PM23/L100 3000*",36,"IP41",3537,"1","Pc","8591728483791",94051098,2.1,2.5,1,"0,435x0,435x0,13",null,0.024]
[48380,"DELIA T2","LED-1L15B07ZT11/PM23/L100 1-10V 3000*",29,"IP41",4537,"1","Pc","8591728483807",94051098,1.9,2.3,1,"0,435x0,435x0,13",null,0.024]
[48381,"DELIA T2","LED-1L15B07ZT11/PM23/L100 DALI 3000*",29,"IP41",4260,"1","Pc","8591728483814",94051098,1.9,2.3,1,"0,435x0,435x0,13",null,0.024]
[48382,"DELIA T2","LED-1L16B07ZT11/PM23/L100 1-10V 3000*",36,"IP41",4812,"1","Pc","8591728483821",94051098,2.1,2.5,1,"0,435x0,435x0,13",null,0.024]
[48383,"DELIA T2","LED-1L16B07ZT11/PM23/L100 DALI 3000*",36,"IP41",4535,"1","Pc","8591728483838",94051098,2.1,2.5,1,"0,435x0,435x0,13",null,0.024]
[48384,"DELIA T2","LED-1L15B07ZT11/PM23/NK1W/L100  3000*",29,"IP41",4925,"1","Pc","8591728483845",94051098,1.9,2.3,1,"0,435x0,435x0,13",null,0.024]
[48385,"DELIA T2","LED-1L16B07ZT11/PM23/NK1W/L100  3000*",36,"IP41",5258,"1","Pc","8591728483852",94051098,2.1,2.5,1,"0,435x0,435x0,13",null,0.024]
[48878,"DELIA T2","LED-1L15B07ZT11/PM23/L100 4000*",29,"IP41",3262,"1","Pc","8591728488789",94051098,1.9,2.3,1,"0,435x0,435x0,13",null,0.024]
[48879,"DELIA T2","LED-1L16B07ZT11/PM23/L100 4000*",36,"IP41",3537,"1","Pc","8591728488796",94051098,2.1,2.5,1,"0,435x0,435x0,13",null,0.024]
[48880,"DELIA T2","LED-1L15B07ZT11/PM23/L100 1-10V 4000*",29,"IP41",4537,"1","Pc","8591728488802",94051098,1.9,2.3,1,"0,435x0,435x0,13",null,0.024]
[48881,"DELIA T2","LED-1L15B07ZT11/PM23/L100 DALI 4000*",29,"IP41",4260,"1","Pc","8591728488819",94051098,1.9,2.3,1,"0,435x0,435x0,13",null,0.024]
[48882,"DELIA T2","LED-1L16B07ZT11/PM23/L100 1-10V 4000*",36,"IP41",4812,"1","Pc","8591728488826",94051098,2.1,2.5,1,"0,435x0,435x0,13",null,0.024]
[48883,"DELIA T2","LED-1L16B07ZT11/PM23/L100 DALI 4000*",36,"IP41",4535,"1","Pc","8591728488833",94051098,2.1,2.5,1,"0,435x0,435x0,13",null,0.024]
[48884,"DELIA T2","LED-1L15B07ZT11/PM23/NK1W/L100  4000*",29,"IP41",4925,"1","Pc","8591728488840",94051098,1.9,2.3,1,"0,435x0,435x0,13",null,0.024]
[48885,"DELIA T2","LED-1L16B07ZT11/PM23/NK1W/L100  4000*",36,"IP41",5258,"1","Pc","8591728488857",94051098,2.1,2.5,1,"0,435x0,435x0,13",null,0.024]
[48386,"DELIA T3","LED-1L15B07ZT11/PC24/L100 3000*",29,"IP41",3741,"1","Pc","8591728483869",94051098,3,3.4,1,"0,52x0,52x0,21",null,0.056]
[48387,"DELIA T3","LED-1L16B07ZT11/PC24/L100 3000*",36,"IP41",4016,"1","Pc","8591728483876",94051098,3,3.4,1,"0,52x0,52x0,21",null,0.056]
[48388,"DELIA T3","LED-2L43B07ZT11/PC24/L100 3000*",58,"IP41",5621,"1","Pc","8591728483883",94051098,3,3.4,1,"0,52x0,52x0,21",null,0.056]
[48389,"DELIA T3","LED-1L16B07ZT11/PC24/L100 1-10V 3000*",36,"IP41",5291,"1","Pc","8591728483890",94051098,3,3.4,1,"0,52x0,52x0,21",null,0.056]
[48390,"DELIA T3","LED-1L16B07ZT11/PC24/L100 DALI 3000*",36,"IP41",5014,"1","Pc","8591728483906",94051098,3,3.4,1,"0,52x0,52x0,21",null,0.056]
[48391,"DELIA T3","LED-2L43B07ZT11/PC24/L100 1-10V 3000*",58,"IP41",8172,"1","Pc","8591728483913",94051098,3,3.4,1,"0,52x0,52x0,21",null,0.056]
[48392,"DELIA T3","LED-2L43B07ZT11/PC24/L100 DALI 3000*",58,"IP41",7618,"1","Pc","8591728483920",94051098,3,3.4,1,"0,52x0,52x0,21",null,0.056]
[48393,"DELIA T3","LED-1L16B07ZT11/PC24/NK1W/L100 3000*",36,"IP41",5737,"1","Pc","8591728483937",94051098,3,3.4,1,"0,52x0,52x0,21",null,0.056]
[48394,"DELIA T3","LED-2L43B07ZT11/PC24/NK1W/L100 3000*",58,"IP41",7355,"1","Pc","8591728483944",94051098,3,3.4,1,"0,52x0,52x0,21",null,0.056]
[48886,"DELIA T3","LED-1L15B07ZT11/PC24/L100 4000*",29,"IP41",3741,"1","Pc","8591728488864",94051098,3,3.4,1,"0,52x0,52x0,21",null,0.056]
[48887,"DELIA T3","LED-1L16B07ZT11/PC24/L100 4000*",36,"IP41",4016,"1","Pc","8591728488871",94051098,3,3.4,1,"0,52x0,52x0,21",null,0.056]
[48888,"DELIA T3","LED-2L43B07ZT11/PC24/L100 4000*",58,"IP41",5621,"1","Pc","8591728488888",94051098,3,3.4,1,"0,52x0,52x0,21",null,0.056]
[48889,"DELIA T3","LED-1L16B07ZT11/PC24/L100 1-10V 4000*",36,"IP41",5291,"1","Pc","8591728488895",94051098,3,3.4,1,"0,52x0,52x0,21",null,0.056]
[48890,"DELIA T3","LED-1L16B07ZT11/PC24/L100 DALI 4000*",36,"IP41",5014,"1","Pc","8591728488901",94051098,3,3.4,1,"0,52x0,52x0,21",null,0.056]
[48891,"DELIA T3","LED-2L43B07ZT11/PC24/L100 1-10V 4000*",58,"IP41",8172,"1","Pc","8591728488918",94051098,3,3.4,1,"0,52x0,52x0,21",null,0.056]
[48892,"DELIA T3","LED-2L43B07ZT11/PC24/L100 DALI 4000*",58,"IP41",7618,"1","Pc","8591728488925",94051098,3,3.4,1,"0,52x0,52x0,21",null,0.056]
[48893,"DELIA T3","LED-1L16B07ZT11/PC24/NK1W/L100 4000*",36,"IP41",5737,"1","Pc","8591728488932",94051098,3,3.4,1,"0,52x0,52x0,21",null,0.056]
[48894,"DELIA T3","LED-2L43B07ZT11/PC24/NK1W/L100 4000*",58,"IP41",7355,"1","Pc","8591728488949",94051098,3,3.4,1,"0,52x0,52x0,21",null,0.056]
[48395,"DELIA T3","LED-1L15B07ZT11/PM24/L100 3000*",29,"IP41",3610,"1","Pc","8591728483951",94051098,3,3.4,1,"0,52x0,52x0,21",null,0.056]
[48396,"DELIA T3","LED-1L16B07ZT11/PM24/L100 3000*",36,"IP41",3885,"1","Pc","8591728483968",94051098,3,3.4,1,"0,52x0,52x0,21",null,0.056]
[48397,"DELIA T3","LED-2L43B07ZT11/PM24/L100 3000*",58,"IP41",5490,"1","Pc","8591728483975",94051098,3,3.4,1,"0,52x0,52x0,21",null,0.056]
[48398,"DELIA T3","LED-1L16B07ZT11/PM24/L100 1-10V 3000*",36,"IP41",5160,"1","Pc","8591728483982",94051098,3,3.4,1,"0,52x0,52x0,21",null,0.056]
[48399,"DELIA T3","LED-1L16B07ZT11/PM24/L100 DALI 3000*",36,"IP41",4883,"1","Pc","8591728483999",94051098,3,3.4,1,"0,52x0,52x0,21",null,0.056]
[48400,"DELIA T3","LED-2L43B07ZT11/PM24/L100 1-10V 3000*",58,"IP41",8041,"1","Pc","8591728484002",94051098,3,3.4,1,"0,52x0,52x0,21",null,0.056]
[48401,"DELIA T3","LED-2L43B07ZT11/PM24/L100 DALI 3000*",58,"IP41",7487,"1","Pc","8591728484019",94051098,3,3.4,1,"0,52x0,52x0,21",null,0.056]
[48402,"DELIA T3","LED-1L16B07ZT11/PM24/NK1W/L100 3000*",36,"IP41",5606,"1","Pc","8591728484026",94051098,3,3.4,1,"0,52x0,52x0,21",null,0.056]
[48403,"DELIA T3","LED-2L43B07ZT11/PM24/NK1W/L100 3000*",58,"IP41",7224,"1","Pc","8591728484033",94051098,3,3.4,1,"0,52x0,52x0,21",null,0.056]
[48895,"DELIA T3","LED-1L15B07ZT11/PM24/L100 4000*",29,"IP41",3610,"1","Pc","8591728488956",94051098,3,3.4,1,"0,52x0,52x0,21",null,0.056]
[48896,"DELIA T3","LED-1L16B07ZT11/PM24/L100 4000*",36,"IP41",3885,"1","Pc","8591728488963",94051098,3,3.4,1,"0,52x0,52x0,21",null,0.056]
[48897,"DELIA T3","LED-2L43B07ZT11/PM24/L100 4000*",58,"IP41",5490,"1","Pc","8591728488970",94051098,3,3.4,1,"0,52x0,52x0,21",null,0.056]
[48898,"DELIA T3","LED-1L16B07ZT11/PM24/L100 1-10V 4000*",36,"IP41",5160,"1","Pc","8591728488987",94051098,3,3.4,1,"0,52x0,52x0,21",null,0.056]
[48899,"DELIA T3","LED-1L16B07ZT11/PM24/L100 DALI 4000*",36,"IP41",4883,"1","Pc","8591728488994",94051098,3,3.4,1,"0,52x0,52x0,21",null,0.056]
[48900,"DELIA T3","LED-2L43B07ZT11/PM24/L100 1-10V 4000*",58,"IP41",8041,"1","Pc","8591728489007",94051098,3,3.4,1,"0,52x0,52x0,21",null,0.056]
[48901,"DELIA T3","LED-2L43B07ZT11/PM24/L100 DALI 4000*",58,"IP41",7487,"1","Pc","8591728489014",94051098,3,3.4,1,"0,52x0,52x0,21",null,0.056]
[48902,"DELIA T3","LED-1L16B07ZT11/PM24/NK1W/L100 4000*",36,"IP41",5606,"1","Pc","8591728489021",94051098,3,3.4,1,"0,52x0,52x0,21",null,0.056]
[48903,"DELIA T3","LED-2L43B07ZT11/PM24/NK1W/L100 4000*",58,"IP41",7224,"1","Pc","8591728489038",94051098,3,3.4,1,"0,52x0,52x0,21",null,0.056]
[50430,"VICIA T","LED-6L02A10ZT11/PM48/L100 3000*",43,"IP20",5270,"1","Pc","8591728504304",94051098,2.5,2.9,1,"0,52x0,52x0,21",null,0.056]
[50432,"VICIA T","LED-6L02A10ZT11/PM48/L100 DALI 3000*",43,"IP20",6167,"1","Pc","8591728504328",94051098,2.7,3.1,1,"0,52x0,52x0,21",null,0.056]
[50930,"VICIA T","LED-6L02A10ZT11/PM48/L100 4000*",43,"IP20",5270,"1","Pc","8591728509309",94051098,2.5,2.9,1,"0,52x0,52x0,21",null,0.056]
[50932,"VICIA T","LED-6L02A10ZT11/PM48/L100 DALI 4000*",43,"IP20",6167,"1","Pc","8591728509323",94051098,2.7,3.1,1,"0,52x0,52x0,21",null,0.056]
[48405,"TITAN L4","LED-8L11B07ZL11/PM10/L100 3000*",58,"IP41",7517,"1","Pc","8591728484057",94051098,5.6,7,1,"0,68x0,17x0,69",null,0.079]
[48406,"TITAN L4","LED-8L12B07ZL11/PM10/L100 3000*",76,"IP41",9132,"1","Pc","8591728484064",94051098,6.3,7.7,1,"0,68x0,17x0,69",null,0.079]
[48408,"TITAN L4","LED-8L12B07ZL11/PM10/L100 1-10V 3000*",76,"IP41",12957,"1","Pc","8591728484088",94051098,6.3,7.7,1,"0,68x0,17x0,69",null,0.079]
[48409,"TITAN L4","LED-8L12B07ZL11/PM10/L100 DALI 3000*",76,"IP41",12126,"1","Pc","8591728484095",94051098,6.3,7.7,1,"0,68x0,17x0,69",null,0.079]
[48905,"TITAN L4","LED-8L11B07ZL11/PM10/L100 4000*",58,"IP41",7517,"1","Pc","8591728489052",94051098,5.6,7,1,"0,68x0,17x0,69",null,0.079]
[48906,"TITAN L4","LED-8L12B07ZL11/PM10/L100 4000*",76,"IP41",9132,"1","Pc","8591728489069",94051098,6.3,7.7,1,"0,68x0,17x0,69",null,0.079]
[48908,"TITAN L4","LED-8L12B07ZL11/PM10/L100 1-10V 4000*",76,"IP41",12957,"1","Pc","8591728489083",94051098,6.3,7.7,1,"0,68x0,17x0,69",null,0.079]
[48909,"TITAN L4","LED-8L12B07ZL11/PM10/L100 DALI 4000*",76,"IP41",12126,"1","Pc","8591728489090",94051098,6.3,7.7,1,"0,68x0,17x0,69",null,0.079]
[48205,"TITAN L5","LED-8L12B07ZL11/PM11/L100 3000*",76,"IP41",11417,"1","Pc","8591728482053",94051098,10,12.7,1,"0,95x0,23x0,94",null,0.205]
[48206,"TITAN L5","LED-8L13B07ZL11/PM11/L100 3000*",114,"IP41",13682,"1","Pc","8591728482060",94051098,10.4,13.1,1,"0,95x0,23x0,94",null,0.205]
[48207,"TITAN L5","LED-8L131L16B07ZL11/PM11/L100 3000*",150,"IP41",15600,"1","Pc","8591728482077",94051098,10.4,13.1,1,"0,95x0,23x0,94",null,0.205]
[48208,"TITAN L5","LED-8L13B07ZL11/PM11/L100 1-10V 3000*",114,"IP41",18782,"1","Pc","8591728482084",94051098,10.4,13.1,1,"0,95x0,23x0,94",null,0.205]
[48209,"TITAN L5","LED-8L13B07ZL11/PM11/L100 DALI 3000*",114,"IP41",17674,"1","Pc","8591728482091",94051098,10.4,13.1,1,"0,95x0,23x0,94",null,0.205]
[48705,"TITAN L5","LED-8L12B07ZL11/PM11/L100 4000*",76,"IP41",11417,"1","Pc","8591728487058",94051098,10,12.7,1,"0,95x0,23x0,94",null,0.205]
[48706,"TITAN L5","LED-8L13B07ZL11/PM11/L100 4000*",114,"IP41",13682,"1","Pc","8591728487065",94051098,10.4,13.1,1,"0,95x0,23x0,94",null,0.205]
[48707,"TITAN L5","LED-8L131L16B07ZL11/PM11/L100 4000*",150,"IP41",15600,"1","Pc","8591728487072",94051098,10.4,13.1,1,"0,95x0,23x0,94",null,0.205]
[48708,"TITAN L5","LED-8L13B07ZL11/PM11/L100 1-10V 4000*",114,"IP41",18782,"1","Pc","8591728487089",94051098,10.4,13.1,1,"0,95x0,23x0,94",null,0.205]
[48709,"TITAN L5","LED-8L13B07ZL11/PM11/L100 DALI 4000*",114,"IP41",17674,"1","Pc","8591728487096",94051098,10.4,13.1,1,"0,95x0,23x0,94",null,0.205]
[48210,"DELIA L4","LED-8L11B07ZL11/PM25/L100 3000*",58,"IP41",7857,"1","Pc","8591728482107",94051098,5.6,7,1,"0,68x0,17x0,69",null,0.079]
[48211,"DELIA L4","LED-8L12B07ZL11/PM25/L100 3000*",76,"IP41",9372,"1","Pc","8591728482114",94051098,6.3,7.7,1,"0,68x0,17x0,69",null,0.079]
[48213,"DELIA L4","LED-8L12B07ZL11/PM25/L100 1-10V 3000*",76,"IP41",13197,"1","Pc","8591728482138",94051098,6.3,7.7,1,"0,68x0,17x0,69",null,0.079]
[48214,"DELIA L4","LED-8L12B07ZL11/PM25/L100 DALI 3000*",76,"IP41",13666,"1","Pc","8591728482145",94051098,6.3,7.7,1,"0,68x0,17x0,69",null,0.079]
[48710,"DELIA L4","LED-8L11B07ZL11/PM25/L100 4000*",58,"IP41",7857,"1","Pc","8591728487102",94051098,5.6,7,1,"0,68x0,17x0,69",null,0.079]
[48711,"DELIA L4","LED-8L12B07ZL11/PM25/L100 4000*",76,"IP41",9372,"1","Pc","8591728487119",94051098,6.3,7.7,1,"0,68x0,17x0,69",null,0.079]
[48713,"DELIA L4","LED-8L12B07ZL11/PM25/L100 1-10V 4000*",76,"IP41",13197,"1","Pc","8591728487133",94051098,6.3,7.7,1,"0,68x0,17x0,69",null,0.079]
[48714,"DELIA L4","LED-8L12B07ZL11/PM25/L100 DALI 4000*",76,"IP41",13666,"1","Pc","8591728487140",94051098,6.3,7.7,1,"0,68x0,17x0,69",null,0.079]
[48215,"DELIA L5","LED-8L12B07ZL11/PM26/L100 3000*",76,"IP41",11831,"1","Pc","8591728482152",94051098,10,12.7,1,"0,95x0,23x0,94",null,0.205]
[48216,"DELIA L5","LED-8L13B07ZL11/PM26/L100 3000*",114,"IP41",14575,"1","Pc","8591728482169",94051098,10.4,13.1,1,"0,95x0,23x0,94",null,0.205]
[48217,"DELIA L5","LED-8L131L16B07ZL11/PM26/L100 3000*",150,"IP41",16014,"1","Pc","8591728482176",94051098,10.4,13.1,1,"0,95x0,23x0,94",null,0.205]
[48218,"DELIA L5","LED-8L13B07ZL11/PM26/L100 1-10V 3000*",114,"IP41",19196,"1","Pc","8591728482183",94051098,10.4,13.1,1,"0,95x0,23x0,94",null,0.205]
[48219,"DELIA L5","LED-8L13B07ZL11/PM26/L100 DALI 3000*",114,"IP41",18088,"1","Pc","8591728482190",94051098,10.4,13.1,1,"0,95x0,23x0,94",null,0.205]
[48715,"DELIA L5","LED-8L12B07ZL11/PM26/L100 4000*",76,"IP41",11831,"1","Pc","8591728487157",94051098,10,12.7,1,"0,95x0,23x0,94",null,0.205]
[48716,"DELIA L5","LED-8L13B07ZL11/PM26/L100 4000*",114,"IP41",14575,"1","Pc","8591728487164",94051098,10.4,13.1,1,"0,95x0,23x0,94",null,0.205]
[48717,"DELIA L5","LED-8L131L16B07ZL11/PM26/L100 4000*",150,"IP41",16014,"1","Pc","8591728487171",94051098,10.4,13.1,1,"0,95x0,23x0,94",null,0.205]
[48718,"DELIA L5","LED-8L13B07ZL11/PM26/L100 1-10V 4000*",114,"IP41",19196,"1","Pc","8591728487188",94051098,10.4,13.1,1,"0,95x0,23x0,94",null,0.205]
[48719,"DELIA L5","LED-8L13B07ZL11/PM26/L100 DALI 4000*",114,"IP41",18088,"1","Pc","8591728487195",94051098,10.4,13.1,1,"0,95x0,23x0,94",null,0.205]
[50160,"TRITON","LED-1L14B07/IN-184 B 3000*",20,"IP65",2455,"1","Pc",null,94051098]
[50161,"TRITON","LED-1L15B07/IN-184 B 3000*",29,"IP65",2836,"1","Pc",null,94051098]
[50162,"TRITON","LED-1L15B07/IN-184 B 2/1 3000*",29,"IP65",3011,"1","Pc",null,94051098]
[50163,"TRITON","LED-1L15B07/IN-184 B DALI 3000*",29,"IP65",2765,"1","Pc",null,94051098]
[50164,"TRITON","LED-1L14B07/IN-184 B HF 3000*",20,"IP65",2980,"1","Pc",null,94051098]
[50165,"TRITON","LED-1L15B07/IN-184 B HF 3000*",29,"IP65",3361,"1","Pc",null,94051098]
[50166,"TRITON","LED-1L14B07/IN-184/NK1W B 3000*",20,"IP65",4176,"1","Pc",null,94051098]
[50167,"TRITON","LED-1L15B07/IN-184/NK1W B 3000*",29,"IP65",4499,"1","Pc",null,94051098]
[50168,"TRITON","LED-1L14B07/IN-184/NK1W B HF 3000*",20,"IP65",4643,"1","Pc",null,94051098]
[50169,"TRITON","LED-1L15B07/IN-184/NK1W B HF 3000*",29,"IP65",5024,"1","Pc",null,94051098]
[50150,"TRITON","LED-1L14B07/IN-184 S 3000*",20,"IP65",2455,"1","Pc","8591728501501",94051098]
[50151,"TRITON","LED-1L15B07/IN-184 S 3000*",29,"IP65",2836,"1","Pc","8591728501518",94051098]
[50152,"TRITON","LED-1L15B07/IN-184 S 2/1 3000*",29,"IP65",3011,"1","Pc","8591728501525",94051098]
[50153,"TRITON","LED-1L15B07/IN-184 S DALI 3000*",29,"IP65",2765,"1","Pc","8591728501532",94051098]
[50154,"TRITON","LED-1L14B07/IN-184 S HF 3000*",20,"IP65",2980,"1","Pc","8591728501549",94051098]
[50155,"TRITON","LED-1L15B07/IN-184 S HF 3000*",29,"IP65",3361,"1","Pc","8591728501556",94051098]
[50156,"TRITON","LED-1L14B07/IN-184/NK1W S 3000*",20,"IP65",4176,"1","Pc","8591728501563",94051098]
[50157,"TRITON","LED-1L15B07/IN-184/NK1W S 3000*",29,"IP65",4499,"1","Pc","8591728501570",94051098]
[50158,"TRITON","LED-1L14B07/IN-184/NK1W S HF 3000*",20,"IP65",4643,"1","Pc","8591728501587",94051098]
[50159,"TRITON","LED-1L15B07/IN-184/NK1W S HF 3000*",29,"IP65",5024,"1","Pc","8591728501594",94051098]
[50660,"TRITON","LED-1L14B07/IN-184 B 4000*",20,"IP65",2455,"1","Pc",null,94051098]
[50661,"TRITON","LED-1L15B07/IN-184 B 4000*",29,"IP65",2836,"1","Pc",null,94051098]
[50662,"TRITON","LED-1L15B07/IN-184 B 2/1 4000*",29,"IP65",3011,"1","Pc",null,94051098]
[50663,"TRITON","LED-1L15B07/IN-184 B DALI 4000*",29,"IP65",2765,"1","Pc",null,94051098]
[50664,"TRITON","LED-1L14B07/IN-184 B HF 4000*",20,"IP65",2980,"1","Pc",null,94051098]
[50665,"TRITON","LED-1L15B07/IN-184 B HF 4000*",29,"IP65",3361,"1","Pc",null,94051098]
[50666,"TRITON","LED-1L14B07/IN-184/NK1W B 4000*",20,"IP65",4176,"1","Pc",null,94051098]
[50667,"TRITON","LED-1L15B07/IN-184/NK1W B 4000*",29,"IP65",4499,"1","Pc",null,94051098]
[50668,"TRITON","LED-1L14B07/IN-184/NK1W B HF 4000*",20,"IP65",4643,"1","Pc",null,94051098]
[50669,"TRITON","LED-1L15B07/IN-184/NK1W BHF 4000*",29,"IP65",5024,"1","Pc",null,94051098]
[50650,"TRITON","LED-1L14B07/IN-184 S 4000*",20,"IP65",2455,"1","Pc","8591728506506",94051098]
[50651,"TRITON","LED-1L15B07/IN-184 S 4000*",29,"IP65",2836,"1","Pc","8591728506513",94051098]
[50652,"TRITON","LED-1L15B07/IN-184 S 2/1 4000*",29,"IP65",3011,"1","Pc","8591728506520",94051098]
[50653,"TRITON","LED-1L15B07/IN-184 S DALI 4000*",29,"IP65",2765,"1","Pc","8591728506537",94051098]
[50654,"TRITON","LED-1L14B07/IN-184 S HF 4000*",20,"IP65",2980,"1","Pc","8591728506544",94051098]
[50655,"TRITON","LED-1L15B07/IN-184 S HF 4000*",29,"IP65",3361,"1","Pc","8591728506551",94051098]
[50656,"TRITON","LED-1L14B07/IN-184/NK1W S 4000*",20,"IP65",4176,"1","Pc","8591728506568",94051098]
[50657,"TRITON","LED-1L15B07/IN-184/NK1W S 4000*",29,"IP65",4499,"1","Pc","8591728506575",94051098]
[50658,"TRITON","LED-1L14B07/IN-184/NK1W S HF 4000*",20,"IP65",4643,"1","Pc","8591728506582",94051098]
[50659,"TRITON","LED-1L15B07/IN-184/NK1W S HF 4000*",29,"IP65",5024,"1","Pc","8591728506599",94051098]
[50120,"ELEKTRA 3","LED-1L11B07/IN-152PB 3000*",8,"IP54",867,"1","Pc","8591728501204",94051098]
[50121,"ELEKTRA 3","LED-1L11B07/IN-152PH 3000*",8,"IP54",867,"1","Pc","8591728501211",94051098]
[50620,"ELEKTRA 3","LED-1L11B07/IN-152PB 4000*",8,"IP54",867,"1","Pc","8591728506209",94051098]
[50621,"ELEKTRA 3","LED-1L11B07/IN-152PH 4000*",8,"IP54",867,"1","Pc","8591728506216",94051098]
[50122,"ELEKTRA 4","LED-1L12B07/IN-172P 3000*",11,"IP65",1202,"1","Pc","8591728501228",94051098]
[50123,"ELEKTRA 4","LED-1L13B07/IN-172P 3000*",15,"IP65",1652,"1","Pc","8591728501235",94051098]
[50124,"ELEKTRA 4","LED-1L12B07/IN-172P HF 3000*",11,"IP65",1727,"1","Pc","8591728501242",94051098]
[50125,"ELEKTRA 4","LED-1L13B07/IN-172P HF 3000*",15,"IP65",2177,"1","Pc","8591728501259",94051098]
[50126,"ELEKTRA 4","LED-1L12B07/IN-172P/NK1W 3000*",11,"IP65",2865,"1","Pc","8591728501266",94051098]
[50127,"ELEKTRA 4","LED-1L13B07/IN-172P/NK1W 3000*",15,"IP65",3315,"1","Pc","8591728501273",94051098]
[50622,"ELEKTRA 4","LED-1L12B07/IN-172P 4000*",11,"IP65",1202,"1","Pc","8591728506223",94051098]
[50623,"ELEKTRA 4","LED-1L13B07/IN-172P 4000*",15,"IP65",1652,"1","Pc","8591728506230",94051098]
[50624,"ELEKTRA 4","LED-1L12B07/IN-172P HF 4000*",11,"IP65",1727,"1","Pc","8591728506247",94051098]
[50625,"ELEKTRA 4","LED-1L13B07/IN-172P HF 4000*",15,"IP65",2177,"1","Pc","8591728506254",94051098]
[50626,"ELEKTRA 4","LED-1L12B07/IN-172P/NK1W 4000*",11,"IP65",2865,"1","Pc","8591728506261",94051098]
[50627,"ELEKTRA 4","LED-1L13B07/IN-172P/NK1W 4000*",15,"IP65",3315,"1","Pc","8591728506278",94051098]
[50134,"ELEKTRA 6","LED-1L12B07/IN-172P/L4 3000*",11,"IP65",1226,"1","Pc","8591728501341",94051098]
[50135,"ELEKTRA 6","LED-1L13B07/IN-172P/L4 3000*",15,"IP65",1676,"1","Pc","8591728501358",94051098]
[50136,"ELEKTRA 6","LED-1L12B07/IN-172P/L4 HF 3000*",11,"IP65",1751,"1","Pc","8591728501365",94051098]
[50137,"ELEKTRA 6","LED-1L13B07/IN-172P/L4 HF 3000*",15,"IP65",2201,"1","Pc","8591728501372",94051098]
[50138,"ELEKTRA 6","LED-1L12B07/IN-172P/L4/NK1W 3000*",11,"IP65",2889,"1","Pc","8591728501389",94051098]
[50139,"ELEKTRA 6","LED-1L13B07/IN-172P/L4/NK1W 3000*",15,"IP65",3339,"1","Pc","8591728501396",94051098]
[50634,"ELEKTRA 6","LED-1L12B07/IN-172P/L4 4000*",11,"IP65",1226,"1","Pc","8591728506346",94051098]
[50635,"ELEKTRA 6","LED-1L13B07/IN-172P/L4 4000*",15,"IP65",1676,"1","Pc","8591728506353",94051098]
[50636,"ELEKTRA 6","LED-1L12B07/IN-172P/L4 HF 4000*",11,"IP65",1751,"1","Pc","8591728506360",94051098]
[50637,"ELEKTRA 6","LED-1L13B07/IN-172P/L4 HF 4000*",15,"IP65",2201,"1","Pc","8591728506377",94051098]
[50638,"ELEKTRA 6","LED-1L12B07/IN-172P/L4/NK1W 4000*",11,"IP65",2889,"1","Pc","8591728506384",94051098]
[50639,"ELEKTRA 6","LED-1L13B07/IN-172P/L4/NK1W 4000*",15,"IP65",3339,"1","Pc","8591728506391",94051098]
[50140,"ELEKTRA 6","LED-1L12B07/IN-172P/L13 3000*",11,"IP65",1392,"1","Pc","8591728501402",94051098]
[50141,"ELEKTRA 6","LED-1L13B07/IN-172P/L13 3000*",15,"IP65",1842,"1","Pc","8591728501419",94051098]
[50142,"ELEKTRA 6","LED-1L12B07/IN-172P/L13 HF 3000*",11,"IP65",1917,"1","Pc","8591728501426",94051098]
[50143,"ELEKTRA 6","LED-1L13B07/IN-172P/L13 HF 3000*",15,"IP65",2367,"1","Pc","8591728501433",94051098]
[50144,"ELEKTRA 6","LED-1L12B07/IN-172P/L13/NK1W 3000*",11,"IP65",3055,"1","Pc","8591728501440",94051098]
[50145,"ELEKTRA 6","LED-1L13B07/IN-172P/L13/NK1W 3000*",15,"IP65",3505,"1","Pc","8591728501457",94051098]
[50640,"ELEKTRA 6","LED-1L12B07/IN-172P/L13 4000*",11,"IP65",1392,"1","Pc","8591728506407",94051098]
[50641,"ELEKTRA 6","LED-1L13B07/IN-172P/L13 4000*",15,"IP65",1842,"1","Pc","8591728506414",94051098]
[50642,"ELEKTRA 6","LED-1L12B07/IN-172P/L13 HF 4000*",11,"IP65",1917,"1","Pc","8591728506421",94051098]
[50643,"ELEKTRA 6","LED-1L13B07/IN-172P/L13 HF 4000*",15,"IP65",2367,"1","Pc","8591728506438",94051098]
[50644,"ELEKTRA 6","LED-1L12B07/IN-172P/L13/NK1W 4000*",11,"IP65",3055,"1","Pc","8591728506445",94051098]
[50645,"ELEKTRA 6","LED-1L13B07/IN-172P/L13/NK1W 4000*",15,"IP65",3505,"1","Pc","8591728506452",94051098]
[20001,"AURA 1,1DL","040",null,null,298,1,"Pc","8591728200015",94059110,"0,7","0,9",1,"0,24x0,23x0,115",null,0.006]
[20002,"AURA 2,2DL","042",null,null,388,1,"Pc","8591728200022",94059110,"1","1,2",1,"0,30x0,285x0,13",null,0.011]
[20003,"AURA 3,3DL","062",null,null,562,1,"Pc","8591728200039",94059110,"2","2,3",1,"0,375x0,355x0,13",null,0.017]
[20004,"AURA 4,4DL","072",null,null,1032,1,"Pc","8591728200046",94059110,"3","3,4",1,"0,435x0,435x0,13",null,0.025]
[20005,"AURA 5,5DL","082",null,null,1680,1,"Pc","8591728200053",94059110,"3,3","3,8",1,"0,515x0,495x0,14",null,0.036]
[20050,"AURA 9","084",null,null,3116,1,"Pc","8591728200503",94059110,"5","5,8",1,"0,625x0,625x0,15",null,0.059]
[20051,"SATURN 1","462",null,null,1024,1,"Pc","8591728200510",94059110,"2","2,3",1,"0,375x0,355x0,13",null,0.017]
[20052,"SATURN 2","482",null,null,2497,1,"Pc","8591728200527",94059110,"5","5,5",1,"0,515x0,495x0,14",null,0.036]
[20006,"AURA 6,6D","011",null,null,280,1,"Pc","8591728200060",94059110,"0,5","0,6",1,"0,225x0,21x0,105",null,0.005]
[20007,"AURA 7,7D","012",null,null,339,1,"Pc","8591728200077",94059110,"0,7","0,9",1,"0,27x0,26x0,11",null,0.008]
[20008,"AURA 8,8D","013",null,null,408,1,"Pc","8591728200084",94059110,"1","1,2",1,"0,32x0,31x0,12",null,0.012]
[20055,"AURA10,10D","014",null,null,497,1,"Pc","8591728200558",94059110,"1,5","1,8",1,"0,375x0,355x0,13",null,0.017]
[20056,"AURA11,11D","015",null,null,893,1,"Pc","8591728200565",94059110,"2","2,4",1,"0,435x0,435x0,13",null,0.025]
[20080,"ELSA 1,D1","023",null,null,393,1,"Pc","8591728200800",94059110,"1","1,2",1,"0,27x0,26x0,11",null,0.008]
[20081,"ELSA 2,D2","025",null,null,475,1,"Pc","8591728200817",94059110,"1,4","1,7",1,"0,32x0,31x0,12",null,0.012]
[20082,"ELSA 3,D3","027",null,null,714,1,"Pc","8591728200824",94059110,"2,1","2,4",1,"0,375x0,355x0,12",null,0.017]
[20083,"ELSA 4,D4","029",null,null,1224,1,"Pc","8591728200831",94059110,"2,5","2,9",1,"0,435x0,435x0,13",null,0.023]
[20103,"ELSA 5","626",null,null,3196,1,"Pc","8591728201036",94059110,"5,2","5,7",1,"0,515x0,495x0,14",null,0.036]
[20104,"ELSA 6","627",null,null,4482,1,"Pc","8591728201043",94059110,"6","6,5",1,"0,625x0,625x0,15",null,0.06]
[20105,"NARA 1","201",null,null,1150,1,"Pc","8591728201050",94059110]
[20106,"NARA 2","202",null,null,1425,1,"Pc","8591728201067",94059110]
[20107,"GEMINI 1","207",null,null,1000,1,"Pc","8591728201074",94059110]
[20108,"GEMINI 2","208",null,null,1770,1,"Pc","8591728201081",94059110]
[20009,"EDNA 1","020",null,null,324,1,"Pc","8591728200091",94059110,"0,7","0,9",1,"0,24x0,23x0,115",null,0.006]
[20010,"EDNA 2","022",null,null,468,1,"Pc","8591728200107",94059110,"1","1,2",1,"0,30x0,285x0,13",null,0.011]
[20011,"EDNA 3","024",null,null,660,1,"Pc","8591728200114",94059110,"1,5","1,8",1,"0,375x0,355x0,13",null,0.017]
[20054,"EDNA 4","026",null,null,1496,1,"Pc","8591728200541",94059110,"2,8","3,2",1,"0,435x0,435x0,13",null,0.025]
[20070,"EDNA 5","028",null,null,2060,1,"Pc","8591728200701",94059110,"3,9","4,4",1,"0,515x0,495x0,14",null,0.036]
[20012,"LINA 1","033",null,null,436,1,"Pc","8591728200121",94059110,"1","1,2",1,"0,24x0,23x0,115",null,0.006]
[20013,"LINA 2","035",null,null,610,1,"Pc","8591728200138",94059110,"1,3","1,5",1,"0,285x0,27x0,115",null,0.009]
[20014,"LINA 3","037",null,null,890,1,"Pc","8591728200145",94059110,"2,5","2,8",1,"0,375x0,355x0,13",null,0.017]
[20053,"LINA 6","039",null,null,1175,1,"Pc","8591728200534",94059110,"3,6","4",1,"0,41x0,39x0,13",null,0.021]
[20071,"LINA 7","139",null,null,2293,1,"Pc","8591728200718",94059110,"4,5","5",1,"0,455x0,455x0,125",null,0.026]
[20015,"LINA 4","030",null,null,424,1,"Pc","8591728200152",94059110,"1","1,2",1,"0,24x0,23x0,115",null,0.006]
[20016,"LINA 5","031",null,null,571,1,"Pc","8591728200169",94059110,"1,3","1,5",1,"0,285x0,27x0,115",null,0.009]
[20074,"SYLVIA 1","129",null,null,1378,1,"Pc","8591728200749",94059110,"1,6","1,8",1,"0,655x0,125x0,085",null,0.007]
[20075,"SYLVIA 2","130",null,null,1378,1,"Pc","8591728200756",94059110,"2","2,2",1,"0,655x0,125x0,085",null,0.007]
[20028,"FLORA 1",124,null,null,490,1,"Pc","8591728200282",94059110,"0,5","0,6",1,"0,26x0,95x0,10",null,0.002]
[20029,"FLORA 2",125,null,null,548,1,"Pc","8591728200299",94059110,"0,8","0,9",1,"0,35x0,09x0,115",null,0.004]
[20030,"FLORA 3",126,null,null,490,1,"Pc","8591728200305",94059110,"0,5","0,6",1,"0,26x0,95x0,10",null,0.002]
[20031,"FLORA 4",127,null,null,527,1,"Pc","8591728200312",94059110,"0,5","0,6",1,"0,35x0,09x0,115",null,0.004]
[20032,"FLORA 5",128,null,null,548,1,"Pc","8591728200329",94059110,"0,6","0,7",1,"0,35x0,09x0,115",null,0.004]
[20020,"NELA 1,1DL",244,null,null,606,1,"Pc","8591728200206",94059110,"0,9","1",1,"0,265x0,145x0,135",null,0.005]
[20021,"NELA 2,2DL",264,null,null,1015,1,"Pc","8591728200213",94059110,"1,5","1,7",1,"0,375x0,235x0,155",null,0.014]
[20022,"NELA 3,3DL",268,null,null,1290,1,"Pc","8591728200220",94059110,"2,5","2,7",1,"0,425x0,22x0,205",null,0.019]
[20084,"NELA 4A","322",null,null,892,1,"Pc","8591728200848",94059110,"1,5","1,8",1,"0,315x0,285x0,19",null,0.017]
[20046,"LYRA 1","245",null,null,1170,1,"Pc","8591728200466",94059110,"2","2,3",1,"0,315x0,285x0,19",null,0.017]
[20047,"LYRA 2","265",null,null,1982,1,"Pc","8591728200473",94059110,"4","4,4",1,"0,41x0,36x0,205",null,0.03]
[20017,"JENA 1","036",null,null,543,1,"Pc","8591728200176",94059110,"0,7","0,8",1,"0,265x0,145x0,135",null,0.005]
[20018,"JENA 2","038",null,null,799,1,"Pc","8591728200183",94059110,"1,5","1,7",1,"0,365x0,18x0,11",null,0.007]
[20024,"NEVA 1",226,null,null,675,1,"Pc","8591728200244",94059110,"0,8","0,9",1,"0,265x0,145x0,135",null,0.005]
[20025,"NEVA 2",228,null,null,888,1,"Pc","8591728200251",94059110,"2","2,2",1,"0,355x0,19x0,205",null,0.014]
[20026,"ALMA 1,1D",121,null,null,459,1,"Pc","8591728200268",94059110,"0,7","0,8",1,"0,38x0,245x0,15",null,0.014]
[20027,"ALMA 2,2D",123,null,null,831,1,"Pc","8591728200275",94059110,"1,5","1,7",1,"0,38x0,245x0,15",null,0.014]
[20057,"CRATER 1,1DL","051",null,null,307,1,"Pc","8591728200572",94059110,"0,7","0,9",1,"0,24x0,23x0,115",null,0.006]
[20058,"CRATER 2,2DL","052",null,null,400,1,"Pc","8591728200589",94059110,"1","1,2",1,"0,30x0,285x0,13",null,0.011]
[20059,"CRATER 3,3DL","053",null,null,712,1,"Pc","8591728200596",94059110,"2","2,3",1,"0,375x0,355x0,13",null,0.017]
[20060,"CRATER 4,4DL","054",null,null,1430,1,"Pc","8591728200602",94059110,"2,5","2,9",1,"0,435x0,435x0,13",null,0.025]
[20061,"CRATER 5,5DL","055",null,null,1820,1,"Pc","8591728200619",94059110,"3,8","4,3",1,"0,515x0,495x0,14",null,0.036]
[20062,"DRACO 1,1DL","251",null,null,322,1,"Pc","8591728200626",94059110,"0,5","0,8",1,"0,265x0,245x0,20",null,0.013]
[20063,"DRACO 2,2DL","252",null,null,411,1,"Pc","8591728200633",94059110,"1,5","1,9",1,"0,335x0,315x0,215",null,0.023]
[20064,"DRACO 3,3DL","253",null,null,764,1,"Pc","8591728200640",94059110,"2,5","3",1,"0,41x0,39x0,24",null,0.038]
[20065,"DRACO 4,4DL","254",null,null,1612,1,"Pc","8591728200657",94059110,"3","4",1,"0,48x0,46x0,245",null,0.054]
[20066,"DRACO 5,5DL","255",null,null,2172,1,"Pc","8591728200664",94059110,"3,8","4,6",1,"0,555x0,535x0,245",null,0.073]
[20092,"STYX 1, BIANCA 1","192",null,null,352,1,"Pc","8591728200923",94059110,"0,7","1",1,"0,21x0,21x0,205",null,0.009]
[20093,"STYX 2, BIANCA 2","193",null,null,424,1,"Pc","8591728200930",94059110,"1,2","1,5",1,"0,26x0,26x0,255",null,0.017]
[20094,"STYX 3, BIANCA 3","194",null,null,628,1,"Pc","8591728200947",94059110,"1,6","1,9",1,"0,31x0,31x0,305",null,0.029]
[20095,"STYX 4","196",null,null,1728,1,"Pc","8591728200954",94059110,"2,9","3,4",1,"0,405x0,405x0,41",null,0.067]
[20109,"ATIK, SPICA","101",null,null,820,null,"Pc","8591728201098",94059110]
[20110,"AFRA, ALYA","102",null,null,750,null,"Pc","8591728201104",94059110]
[20111,"AKIE","103",null,null,740,null,"Pc","8591728201111",94059110]
[20101,"ORCUS DK","472",null,null,1121,1,"Pc","8591728201012",94059110,"3,2","3,5",1,"0,36x0,36x0,34",null,0.044]
[20033,"KIRA 1,1D",312,null,null,420,1,"Pc","8591728200336",94059110,"1","1,2",1,"0,255x0,255x0,235",null,0.015]
[20034,"KIRA 2,2D",313,null,null,686,1,"Pc","8591728200343",94059110,"2","2,3",1,"0,305x0,305x0,285",null,0.027]
[20085,"PYRAMUS 1","323",null,null,1723,1,"Pc","8591728200855",94059110,"1,8","2,2",1,"0,28x0,27x0,28",null,0.021]
[20086,"PYRAMUS 2","324",null,null,1907,1,"Pc","8591728200862",94059110,"2,3","2,6",1,"0,32x0,32x0,25",null,0.026]
[20087,"PYRAMUS 3","334",null,null,1611,1,"Pc","8591728200879",94059110,"2,3","2,7",1,"0,335x0,335x0,17",null,0.02]
[20049,"MIRA D,R","195",null,null,1851,1,"Pc","8591728200497",94059110,"3,5","4,3",1,"0,405x0,405x0,415",null,0.07]
[20072,"ALTAIR 1","420",null,null,1146,1,"Pc","8591728200725",94059110,"3,5","3,8",1,"0,365x0,365x0,135",null,0.018]
[20073,"ALTAIR 2","421",null,null,1146,1,"Pc","8591728200732",94059110,"2,9","3,2",1,"0,365x0,365x0,135",null,0.018]
[20038,"ADRIA 1,L1,S1","092",null,null,330,1,"Pc","8591728200381",94059110,"0,8","1",1,"0,21x0,21x0,205",null,0.09]
[20039,"ADRIA 2,L2,S2","094",null,null,678,1,"Pc","8591728200398",94059110,"1,6","2",1,"0,31x0,31x0,31",null,0.03]
[20040,"ADRIA 3,L3,S3","096",null,null,1362,1,"Pc","8591728200404",94059110,"3,2","3,8",1,"0,405x0,405x0,41",null,0.067]
[20041,"ADRIA 4,L4,S4","098",null,null,3507,1,"Pc","8591728200411",94059110,"4,5","5,9",1,"0,52x0,52x0,53",null,0.143]
[20076,"ADRIA 5,L5,S5","099",null,null,6510,1,"Pc","8591728200763",94059110,"5,8","8",1,"0,62x0,62x0,63",null,0.242]
[20048,"ASTRA,  L, S","095",null,null,1851,1,"Pc","8591728200480",94059110,"4,2","5",1,"0,405x0,405x0,415",null,"0,07"]
[20088,"DANAE 1","452-1",null,null,918,1,"Pc","8591728200886",94059110,"1,1","1,3",1,"0,39x0,59x0,42",null,0.09]
[20089,"DANAE 1","452-2",null,null,1172,1,"Pc","8591728200893",94059110,"2,5","2,9",1,"0,39x0,59x0,42",null,0.09]
[20102,"DANAE 2","472",null,null,1121,1,"Pc","8591728201029",94059110,"3,2","3,5",1,"0,36x0,36x0,33",null,0.042]
[20090,"DANTE 1","457-1",null,null,449,1,"Pc","8591728200909",94059110,"0,7","0,8",1,"0,39x0,59x0,42",null,0.09]
[20091,"DANTE 1,2","457-2",null,null,918,1,"Pc","8591728200916",94059110,"2,2","2,5",1,"0,39x0,59x0,42",null,0.09]
[20513,"TITAN 1A","PC03",null,null,294,1,"Pc","8591728205133",94059110,"0,1","0,3",1,"0,24x0,23x0,115",null,0.006]
[20504,"TITAN 1","PC06",null,null,397,1,"Pc","8591728205041",94059110,"0,2","0,4",1,"0,30x0,285x0,13",null,0.011]
[20505,"TITAN 2","PC08",null,null,564,1,"Pc","8591728205058",94059110,"0,35","0,7",1,"0,42x0,405x0,12",null,0.02]
[20506,"TITAN 3","PC09",null,null,759,1,"Pc","8591728205065",94059110,"0,6","1,1",1,"0,515x0,495x0,14",null,0.035]
[20514,"TITAN 1A","PM03",null,null,239,1,"Pc","8591728205140",94059110,"0,1","0,3",1,"0,24x0,23x0,115",null,0.006]
[20507,"TITAN 1","PM06",null,null,345,1,"Pc","8591728205072",94059110,"0,2","0,4",1,"0,30x0,285x0,13",null,0.012]
[20508,"TITAN 2","PM08",null,null,482,1,"Pc","8591728205089",94059110,"0,35","0,7",1,"0,42x0,405x0,12",null,0.02]
[20509,"TITAN 3","PM09",null,null,642,1,"Pc","8591728205096",94059110,"0,59","1,1",1,"0,515x0,495x0,14",null,0.035]
[20515,"TITAN 4 ","PM10",null,null,1071,1,"Pc","8591728205157",94059110,"1,2","2,7",1,"0,68x0,17x0,69",null,0.08]
[20516,"TITAN 5 ","PM11",null,null,1818,1,"Pc","8591728205164",94059110,"2,1","4,8",1,"0,95x0,23x0,94",null,0.15]
[20520,"DELIA 1","PC22",null,null,475,1,"Pc","8591728205201",94059110,"0,3","0,5",1,"0,31x0,31x0,10",null,0.009]
[20522,"DELIA 2 ","PC23",null,null,693,1,"Pc","8591728205225",94059110,"0,6","0,9",1,"0,41x0,41x0,09",null,0.015]
[20524,"DELIA 3","PC24",null,null,924,1,"Pc","8591728205249",94059110,"0,8","1,2",1,"0,51x0,51x0,09",null,0.023]
[20519,"DELIA 1","PM22",null,null,411,1,"Pc","8591728205195",94059110,"0,3","0,5",1,"0,31x0,31x0,10",null,0.009]
[20521,"DELIA 2 ","PM23",null,null,593,1,"Pc","8591728205218",94059110,"0,6","0,9",1,"0,41x0,41x0,09",null,0.015]
[20523,"DELIA 3","PM24",null,null,793,1,"Pc","8591728205232",94059110,"0,8","1,2",1,"0,51x0,51x0,09",null,0.023]
[20535,"DELIA 4","PM25",null,null,1311,1,"Pc","8591728205355",94059110]
[20536,"DELIA 5","PM26",null,null,2232,1,"Pc","8591728205362",94059110]
[20537,"ELISA","PC43",null,null,750,1,"Pc","8591728205379",94059110]
[20526,"TILIA 1","PC32",null,null,475,1,"Pc","8591728205263",94059110,"0,4","0,6",1,"0,31x0,31x0,10",null,0.009]
[20528,"TILIA 2","PC33",null,null,693,1,"Pc","8591728205287",94059110,"0,8","1,1",1,"0,41x0,41x0,09",null,0.015]
[20525,"TILIA 1","PM32",null,null,411,1,"Pc","8591728205256",94059110,"0,4","0,6",1,"0,31x0,31x0,10",null,0.009]
[20527,"TILIA 2","PM33",null,null,593,1,"Pc","8591728205270",94059110,"0,8","1,1",1,"0,41x0,41x0,09",null,0.015]
[20538,"IMAGO","PC45",null,null,950,1,"Pc","8591728205386",94059110]
[20539,"IMAGO","PM45",null,null,807,1,"Pc","8591728205393",94059110]
[20540,"TRIVIA","PC29",null,null,646,1,"Pc","8591728205409",94059110]
[20517,"VICIA","PM48",null,null,1244,1,"Pc","8591728205171",94059110,"0,6","1",1,"0,52x0,52x0,21",null,0.056]
[20530,"ISIS 3","PE3",null,null,1066,1,"Pc","8591728205300",94059110,"1,4","1,9",1,"0,405x0,405x0,41",null,0.023]
[20531,"ISIS 4","PE4",null,null,1410,1,"Pc","8591728205317",94059110,"2,5","3,4",1,"0,52x0,52x0,53",null,0.143]
[20510,"VEGA","66",null,null,156,1,"Pc","8591728205102",94059110,"0,13","0,3",1,"0,285x0,27x0,115",null,0.009]
[20512,"VELA,TITAN 13","PM19",null,null,833,1,"Pc","8591728205126",94059110,"1,1/2,2","3,3",1,"0,525x0,525x0,545",null,0.15]
[20550,"TRITON","184",null,null,417,1,"Pc","8591728205508",94059110]
[20501,"ELEKTRA 1,2","64, 63",null,null,76,1,"Pc","8591728205010",94059110,0.08,0.2,2,"0,26x0,12x0,1","0,26x0,135x0,12","x"]
[20500,"ELEKTRA 3",152,null,null,74,1,"Pc","8591728205003",94059110,0.16,0.3,1,"0,24x0,23x0,095",null,"x"]
[20551,"ELEKTRA 3 LED","152P",null,null,104,1,"Pc","8591728205515",94059110,0.16,0.3,1,"0,24x0,23x0,095",null,"x"]
[20502,"ELEKTRA 4,6","172, 172L",null,null,120,1,"Pc","8591728205027",94059110,0.25,0.5,2,"0,285x0,27x0,115","0,33x0,33x012","x"]
[20552,"ELEKTRA 4,6 LED","172P",null,null,170,1,"Pc","8591728205522",94059110,0.25,0.5,2,"0,285x0,27x0,115","0,33x0,33x012","x"]
[20503,"ELEKTRA 5","174",null,null,210,1,"Pc","8591728205034",94059110,"0,4","0,7",1,"0,33x0,33x0,135",null,"x"]